## Cover
RIIO-GD3 Cost Benefit Analysis template
Publication date: | Contact:
| Team: | Gas Distribution Cost Assessment
Tel:
Email:

## Changes Log
CBA Version | Sheet name | Cell reference | Changes made in the CBA template | Change made by
v2 | Fixed Data | B10 | Safety disproportion factor revised to 10 | Duncan Innes
v2 | Baseline/Option | Row 146-147 | Safety disproportion factor added to calculations | Duncan Innes
v2 | Baseline/Option | Row 75 | Calculation corrected from column F onwards (value now divides by 100) | Duncan Innes
v2 | Baseline/Option | Row 143-154 & 172-178 | Cell formatting corrected to reflect which cells contain formulae and which are user inputs | Duncan Innes
v2 | Baseline/Option | Rows 196-197 | Sumif formulae corrected | Duncan Innes
v2 | Baseline/Option | Rows 190-214 | Corrections for consistency: rows for pass through costs and financial cost/benefits now appear in all tabs | Duncan Innes
v3 | Baseline/Options tabs | Rows 211:219 | Corrections made to include both Pass-through totals and Financial totals on all tabs | Duncan Innes
v3 | Baseline/Options tabs | Rows 221:227 | Existing rows relabelled as Annual Totals and additional rows provided for Net Present Value | Duncan Innes
v3 | Baseline/Options tabs | B7 | Dropdown option added | Duncan Innes
v3 | Fixed Data | BF42:BH42 | Data added in | Duncan Innes
v3 | Fixed Data | Row 31 | Circular reference corrected | Duncan Innes
v3 | Baseline/Options tabs | Row 192 | Correct formula added in | Duncan Innes
v3 | Baseline/Options tabs | E195 & E208 | Formulae corrected | Duncan Innes
v3 | Fixed Data | Column BI | Fixed data extended out to 2076 to match Baseline/Options sheets | Duncan Innes
v4 | Fixed Data | B18:19 | RIIO3 and subsequent period Depreciation Acceleration Factors added in | Duncan Innes
v4 | Baseline/Options tabs | Rows 84:127 | Depreciation calculations amended to allow for Acceleration Factors. Depreciation calculations for post-2050 investments removed | Duncan Innes
v4 | Baseline/Options tabs | Annual Total Low and High formula references incorrect cells | lines 209 and 210 =SUM(E198:E200,E202,E204:E206) | Francisco Moraiz
v4 | Baseline/Option tabs | B13:g18 | $E$53:$AW$53 replace with $E$53:$bb$53 | Francisco Moraiz
v4 | Baseline/Option tabs | Depreciation calculation not working (F84:BB106) | modify the formula | Francisco Moraiz
v5 | Option tabs 4-10 | AZ75:BB75 | Formulae corrected to include 10^2 factor | Duncan Innes
v5 | Summary tab | F9:G19 | Formulae corrected to only include RIIO3 expenditure | Duncan Innes
v5 | Baseline/Options tabs | Rows 84:107 | Formulae corrected to reflect fact that costs should be entered as negative numbers | Duncan Innes
v5 | Baseline/Options tabs | Row 81 | Capitalisation rates set to 0 from 2050 onwards | Duncan Innes
v5 | Baseline/Options tabs | A29:G40 | Outputs table restored and instruction added to Guidance | Duncan Innes
v6 | Baseline/Options tabs | Row 190 | Capex formula corrected to include expensed investment | Duncan Innes
v6 | Baseline/Options tabs | Rows 186:187 | Discount formula corrected | Duncan Innes

## Guidance
Tab Name | Brief Description | Instructions
Summary | Presents summary tables, showing the present value (PV) and net present value (NPV) of each option at different points in time and under different carbon pricing scenarios | All cells in the summary table are automatically calculated. Please note, an Option name must be entered into cell B6 for Baseline and Option sheets in order for the summary table to populate. There are summary boxes provided to restate the key points from the Engineering Justification Paper, Stakeholder and GDN views that support the underlying justification for the preferred option.
Full Opt. Considered | A tab providing a full summary list of options considered & rejected before full costing for the investment decision. Stated aim should reflect a brief summary of engineering justification. | Provide a description of the stated aim of the investment decision & also include options that have been considered, including those which have been rejected, before full costing. Please use the drop down list (Y/N), to select if the option is included in the CBA. If the option has been included, then please clarify which tab it is corresponding to. Each option within the short list of those options that have been considered and costed, should provide a brief description & a clear rationale for including/excluding them in the comment section.
Fixed Data | A tab containing all key sources of data & relevant static data points. This tab also contains the depreciation calculation reference, and lists of the Investment and Output types that can be used in the Baseline/Options tabs | This tab contains all fixed data points and drop-down menu lists required for the CBA to function. Please enter pre-tax WACC consistent with your business plan in this tab. Depreciation Acceleration Factors (as described in the SSMD Finance Annex p180-181) have been included for RIIO3 and subsequent price controls to enable users to test out the potential impact should these be applied
Risk Register | A tab for documenting risks associated with the chosen investment decision, and actions to manage each risk. | Please fill in this tab only for the preferred option; details should be provided for all risk(s) affecting the following areas: (i) Delivery timeframe; (ii) Distinct variance in original forecast cost; & (iii) Criteria which may result in the scheme being cancelled or significantly delayed. Each row should be treated as a single risk entry, the expectation is for relevant information on the: Risk Description; Impact; Liklihood; Mitigation/Controls & any relevant commentary would be included as supporting evidence.
Baseline sheets | A tab which captures & quantifies the Baseline approach (your 'do minimum' or 'reference scenario' e.g. do nothing, ongoing maintenance of existing asset or the option which requires the minimim investment) & feeds this information back to the Summary tab. | Baseline should represent your 'do minimum' or 'reference scenario' (e.g. do nothing, ongoing maintenance of existing asset or the option which requires the minimim investment). Rows 39-58 should capture the ongoing maintenance & repair costs associated with the 'do minimum' scenario. For asset health expenditure, this should cover the whole of the asset population. Please refer to guidance on completing 'Option sheet'.
Baseline workings sheet | A tab providing additional detail on the values entered for the Baseline
Option sheets | A tab which captures & quantifies each potential option for investment & feeds this information back to the Summary tab. | The user should populate the yellow cells. All other cells are either fixed or auto-populated. Enter costs / benefits in 2023/24 prices (£m). Expenditure and costs should be entered as negative values. Benefits should be entered as positive values. Technical inputs (e.g. GWh leakage) should be entered as positive values. Costs entered for the preferred option should broadly correspond to values set out in company Business Plans (i.e. should exclude RPEs and include ongoing efficiencies consistent with assumptions contained in your Business Plan submission), with any differences explained in the Company View box. Enter costs and benefits asociated with the option. Enter the Option Name, a Scheme Reference ID, and an Engineering Justification Reference consistent with that used in the EJP; define the Expenditure Type (consistent with the type of EJP structure used) and then use the drop down in B9 to indicate if this is the preferred option. The Option Description box should be used to enable Ofgem to quickly recognise the work being described, and to link it to the relevant sections of the EJP and the Business Plan. The level of detail required will vary according to the nature of the option. Please also provide a brief description of the: (i) Engineering Description; (ii) Stakeholder feedback & (iii) Company view of the option. The capitalisation rate applies only to capitalised costs and should therefore normally be set at 100%. The same capitalisation rate should be used for the baseline and each of the options. Enter the first year in which investment occurs. This should be the first year in which capex/repex spend occurs. Completion of the Outputs table is optional but can be used where non-financial outputs of the proposed investment can be usefully quantified Expenditure section: Please select the Asset Class and Intervention Type from the drop-down lists & enter the corresponding volume/units. Use column C to enter any additional descriptive information, should it be required. Enter any categories of opex spending and passthrough costs where one or more options will differ from the baseline. Other Costs/Benefits section: Please enter figures for the defined categories in the Inputs table, and the Calculated Values table will populate automatically. For any other relevant costs or benefits, add the value of these in the Calculated Values table, choosing an appropriate Category in column B. If useful, values may also be added to the Inputs table. For the Baseline and the preferred Option, enter the Monetised Risk score of the option, as calculated by your company's NARM model. Please then highlight your chosen option by colouring the worksheet tab yellow.
Option Workings sheets | A tab associated with each option sheet that has been completed, providing additional detail on the values entered for that option | These sheets should be used to provide additional information on how the costs and benefits entered on the Option sheet were calculated. There are two parts to this: a disaggregated view of the costs entered in the Option sheet, and a description of how longer-term costs have been forecasted. For the first part, we are still considering what level of disaggregation is appropriate and will engage with stakeholders on this. In the 'Long Term Cost/Benefit Assumptions' section the user should briefly summarise the assumptions used to calculate long-term (>10 year) cost/benefit inputs (eg "Opex assumed to increase at 1%/year based on historic trends"). In most cases we would expect these to be the same across the baseline and different options. If detailed descriptions are required (eg to explain assumptions around whole life costs of assets) these should be included as part of the EJP
Colour code | Cell colour:
User populated cells
Formula/Calculation
Comparison cells - automatically calculated
Category description
Title, name or desciption

## Summary
SUMMARY - BASE CASE
[6 empty] | Central estimate | [5 empty] | Low CO2 price estimate | [5 empty] | High CO2 price estimate
NPV of costs and benefits
[6 empty] | NPVs of costs and benefits (absolute, £m) | [5 empty] | NPVs of costs and benefits (absolute, £m) | [5 empty] | NPVs of costs and benefits (absolute, £m)
Option No. | Desc. Of Option | Preferred Option | Total RIIO3 Forecast Expenditure (£m) |  | Spend Area (RRP Table Reference) | 2035 | 2040 | 2045 | 2050 | 2060 | 2070 | 2035 | 2040 | 2045 | 2050 | 2060 | 2070 | 2035 | 2040 | 2045 | 2050 | 2060 | 2070 | Engineering Justification | Stakeholder Support Summary | GDN View
|  |  | Capitalised | Non-capitalised
Baseline | >2ST Non-Mandatory Repex Baseline | N | 0 | -17.9494 | CV6.05, CV6.08 | -315.5865 | -478.2684 | -633.3398 | -781.6148 | -1061.0832 | -1329.04 | -224.1676 | -338.7439 | -447.3517 | -550.781 | -744.967 | -931.1814 | -407.0044 | -617.9269 | -819.3964 | -1012.4083 | -1376.3682 | -1724.6645 | See Engineering Justification in Baseline tab | See Stakeholder Support Summary in Baseline tab | See GDN View in Baseline tab
Option_1 | >2ST Non-Mandatory Repex Preferred | Y | -43.9554 | -16.9673 | CV6.05, CV6.08 | -314.443 | -467.7892 | -608.4959 | -739.3019 | -982.2688 | -1214.5122 | -231.2008 | -342.9907 | -443.5896 | -535.7164 | -705.2295 | -867.2206 | -397.6937 | -592.7129 | -773.4707 | -942.8623 | -1258.6019 | -1559.8921 | See Engineering Justification in Option_1 tab | See Stakeholder Support Summary in Option_1 tab | See GDN View in Option_1 tab
Option_2 | >2ST Non-Mandatory Repex Do 10% More | N | -48.3507 | -16.8691 | CV6.05, CV6.08 | -314.2792 | -466.6393 | -605.8542 | -734.8546 | -974.0418 | -1202.5621 | -231.8546 | -343.3134 | -443.056 | -533.9939 | -700.9103 | -860.3271 | -396.7131 | -590.0895 | -768.7208 | -935.6917 | -1246.4797 | -1542.9175 | See Engineering Justification in Option_2 tab | See Stakeholder Support Summary in Option_2 tab | See GDN View in Option_2 tab
Option_3 | >2ST Non-Mandatory Repex Do 10% Less | N | -45.0585 | -17.0655 | CV6.05, CV6.08 | -317.624 | -473.314 | -616.1583 | -748.951 | -995.6671 | -1231.5979 | -233.5641 | -347.0429 | -449.1438 | -542.6407 | -714.7201 | -879.2495 | -401.6914 | -599.7112 | -783.2413 | -955.2348 | -1275.8954 | -1582.0022 | See Engineering Justification in Option_3 tab | See Stakeholder Support Summary in Option_3 tab | See GDN View in Option_3 tab
Option_4 | >2ST Non-Mandatory Repex Extra T3; Reduced >2ST | N | -40.8021 | -17.0378 | CV6.05, CV6.08 | -314.5533 | -468.5993 | -610.3682 | -742.461 | -988.1203 | -1223.0124 | -230.7245 | -342.7444 | -443.9495 | -536.9207 | -708.2778 | -872.0932 | -398.3899 | -594.58 | -776.8553 | -947.975 | -1267.2476 | -1571.9965 | See Engineering Justification in Option_4 tab | See Stakeholder Support Summary in Option_4 tab | See GDN View in Option_4 tab
Option_5 | >2ST Non-Mandatory Repex Defer | N | 0 | -17.9494 | CV6.05, CV6.08 | -318.2738 | -483.2553 | -629.1955 | -760.7065 | -1001.3372 | -1231.2803 | -228.5693 | -352.1184 | -458.3444 | -551.5578 | -719.4671 | -879.869 | -407.9819 | -614.5128 | -800.1113 | -969.827 | -1282.505 | -1580.7957 | See Engineering Justification in Option_5 tab | See Stakeholder Support Summary in Option_5 tab | See GDN View in Option_5 tab
Option_6 | 0
Option_7 | 0
Option_8 | 0
Option_9 | 0
Option_10 | 0
NPV relative to baseline
[6 empty] | NPVs (relative to baseline, £m) | [5 empty] | NPVs (relative to baseline, £m) | [5 empty] | NPVs (relative to baseline, £m)
Option No. | Desc. Of Option | Preferred Option | Total RIIO3 Forecast Expenditure (£m) |  | Spend Area (RRP Table Reference) | 2035 | 2040 | 2045 | 2050 | 2060 | 2070 | 2035 | 2040 | 2045 | 2050 | 2060 | 2070 | 2035 | 2040 | 2045 | 2050 | 2060 | 2070
|  |  | Capitalised | Non-capitalised
Option_1 | >2ST Non-Mandatory Repex Preferred | Y | -43.9554 | 0.98208 | CV6.05, CV6.08 | 1.1436 | 10.4792 | 24.8439 | 42.3128 | 78.8144 | 114.5277 | -7.0331 | -4.2467 | 3.7621 | 15.0646 | 39.7375 | 63.9609 | 9.3107 | 25.214 | 45.9256 | 69.546 | 117.7664 | 164.7724
Option_2 | >2ST Non-Mandatory Repex Do 10% More | N | -48.3507 | 1.0803 | CV6.05, CV6.08 | 1.3074 | 11.6291 | 27.4857 | 46.7602 | 87.0413 | 126.4779 | -7.687 | -4.5695 | 4.2957 | 16.7871 | 44.0568 | 70.8543 | 10.2912 | 27.8374 | 50.6755 | 76.7166 | 129.8885 | 181.747
Option_3 | >2ST Non-Mandatory Repex Do 10% Less | N | -45.0585 | 0.88387 | CV6.05, CV6.08 | -2.0375 | 4.9544 | 17.1816 | 32.6637 | 65.4161 | 97.4421 | -9.3965 | -8.299 | -1.7921 | 8.1403 | 30.2469 | 51.9319 | 5.313 | 18.2157 | 36.1551 | 57.1736 | 100.4729 | 142.6623
Option_4 | >2ST Non-Mandatory Repex Extra T3; Reduced >2ST | N | -40.8021 | 0.91163 | CV6.05, CV6.08 | 1.0332 | 9.6691 | 22.9717 | 39.1538 | 72.9629 | 106.0276 | -6.5569 | -4.0005 | 3.4022 | 13.8603 | 36.6892 | 59.0882 | 8.6145 | 23.3469 | 42.541 | 64.4334 | 109.1206 | 152.6679
Option_5 | >2ST Non-Mandatory Repex Defer | N | 0 | 0 | CV6.05, CV6.08 | -2.6873 | -4.9868 | 4.1443 | 20.9083 | 59.7459 | 97.7597 | -4.4016 | -13.3745 | -10.9927 | -0.77678 | 25.4999 | 51.3124 | -0.97754 | 3.4141 | 19.2851 | 42.5813 | 93.8633 | 143.8688
Option_6 | 0
Option_7 | 0
Option_8 | 0
Option_9 | 0
Option_10 | 0

## Full Opt. Considered
Purpose of CBA: describe the stated aim of the investment decision
To find the optimal balance between Risk, Cost and Service levels.
If investment is to replace an existing asset / investment expenditure type, please state the condition of the asset / investment expenditure type
Various assets / investment options considered
List below all options considered to meet the stated aim
Option No. | Included in this CBA? (Y/N) | Corresponding Tab | Option Name | Description | Company View
1 | Y | Baseline | >2ST Non-Mandatory Repex Baseline | This option is used as the baseline against which other options are measured. It does not include any capital investment but instead considers the cost of ongoing maintenance activities and repairs on failure which is included in the financial risk element of the NARM modelling. There are no direct benefits accrued under this option, however it does include societal impacts associated with leakage, fatality and injury. | The baseline option shows that there will be an increase in risk of 14% above start of RIIO-GD3 levels considering all non-mandatory classes) if we were to adopt this Do Nothing/ Do Minimum option. The baseline counterfactual is continuing with the current population of non-mandatory mains and services: managing the existing non-mandatory replacement assets by only intervening following failure (i.e. “do nothing / minimum”). This is not acceptable due to the deterioration of assets over time and the significant risks these would result in. This option has therefore been rejected.
2 | Y | Option_1 | >2ST Non-Mandatory Repex Preferred | As a result of combined work we have conducted with other GDNs via DNV, Steel is as an increasing risk to the network. However, from our own internal analysis, we have identified that our continued programme of >2” Steel replacement In RIIO-GD2 has kept our leaks per km on this mains type at acceptable levels. However, we need to continue this into RIIO-GD3 to counter the continuing ageing and deterioration of these assets. With the remaining population we target those pipes which leak the most and pose the highest risk in year to optimise our programme and keep risk and leaks under control. We have therefore concluded that the appropriate level of elective > 2” steel replacement through RIIO-GD3 should continue at circa. 28km / year. | Our view is that this represents an appropriate balance between managing the current and future performance of the asset group whilst not overinvesting and unnecessarily increasing customers bills. CBA analysis shows that this has a payback period of approximately 8 years. This option (for all non mandatory classes) has been assessed to reduce risk levels to 4% below start of RIIO-GD3 levels. Out of all of our options this presented the best balance of cost expenditure to risk management of this asset class, which is in line with our customers'expectations that we maintain a safe and resilient network whilst minimising impact on bills. For this reason, this option was selected as our Preferred option.
3 | Y | Option_2 | >2ST Non-Mandatory Repex Do 10% More | With mains replacement, the only options are to vary the workload. We considered a do more option where we modelled increasing the workload by 10%. Proportionally, this will remove a similar amount of risk per km in NARM due to cohorting of these assets. | In reality, the additional 10% of workload will have a lower average risk removal due to our targeted approach to non-mandatory replacement on the mains with the highest failure rates pipes being selected in a continuous programme. While our CBA and risk analysis could justify more workload than we have proposed, we have considered deliverability and that our current track record of delivering a balanced programme has been successful in keeping risk and service levels stable and at acceptable levels. Therefore, we have rejected this option as it would unnecessarily increase customer bills.
4 | Y | Option_3 | >2ST Non-Mandatory Repex Do 10% Less | We considered a do less option where we modelled decreasing the workload by 10%. Proportionally, this will remove a similar amount of risk per km in NARM due to cohorting of these assets. | In reality, the reduced 10% of workload will forgo a higher average risk removal due to our targeted approach to non-mandatory replacement on the mains with the highest failure rates pipes being selected in a continuous programme. We estimate that costs would fall by less than 10% in each CBA due to a need to retain the current DSP group for mandatory repex delivery despite the reduced non-mandatory workload. This would represent poor value for money for customers and lead to unacceptable risk increases and undo the overall stabilisation of failures we have achieved in RIIO-GD2. If we are doing less non-mandatory work, we would need to reduce the population of our direct service providers (DSPs) which our commercial team analysed would be likely to affect our efficiency level an increase costs compared to the Preferred option. For these reasons we have rejected this option. See A22.m NGN RIIO-GD3 Investment Decision Pack - Non Mandatory Repex.
5 | Y | Option_4 | >2ST Non-Mandatory Repex Extra T3; Reduced >2ST | Based on internal and DNV analysis, we examined an option to increase the volume of our Tier 3 replacements while reducing the volume of >2ST replacements. The analysis indicated that Tier 3 mains are generally more susceptible to leakage than >2ST mains, making their replacement more effective for risk reduction. | Comment applicable for Option_4 overarching Non-Mandatory categories: Concentrating our efforts on replacing Tier 3 mains may address the higher leakage risk associated with these assets, thereby improving the security of our supply network and ensuring compliance with safety standards. Conversely, to manage the cost of the programme, it is important to note that the replacement of Tier 3 pipes is on average over 5 times more expensive per kilometre than mains in the >2ST category and result in £15.4m more expenditure than the preferred option which already includes some rebalancing of >2” Steel towards Tier 3 mains. Therefore we rejected this option and propose to continue with the balanced programme we have delivered in RIIO-GD2.
6 | Y | Option_5 | >2ST Non-Mandatory Repex Defer | We modelled a scenario where we deferred non-mandatory work until RIIO-GD4. | This would lead to unacceptable increases in risk due to ageing and deteriorating mains. This is illustrated by the increasing total risk on non-mandatory mains without intervention (+14%). For this reason, this option has been rejected.
7
8
9
10
11
12
13
14
15
16
17
18
19
20
21
22
23
24
25
26
27
28
29
30
31
32
33
34
35
36
37
38
39
40
41
42
43
44
45

## Fixed Data
Fixed Data
Parameter | Value | Original Value | Original Value Year | Source |  |  | Comments
2023/24 prices
Common across sectors
Company specific values
WACC | 3.92%
Universal values
Discount Rate <= 30 years | 3.5% | 0.035 | 2023/2024 | HMRC Green Book (see Discount Factors spreadsheet 'Standard Discount Factors' tab |  |  | assumed 2023/2024; not converted using CPIH
Discount Rate > 30 years | 3% | 0.03 | 2023/2024 | HMRC Green Book (see Discount Factors spreadsheet 'Standard Discount Factors' tab |  |  | assumed 2023/2024; not converted using CPIH
Discount rate for safety <= 30 years | 1.5% | 0.015 | 2023/2024 | HMRC Green Book (see Discount Factors spreadsheet 'Standard Discount Factors' tab |  |  | assumed 2023/2024; not converted using CPIH
Discount rate for safety > 30 years | 1.286% | 0.01286 | 2023/2024 | HMRC Green Book (see Discount Factors spreadsheet 'Standard Discount Factors' tab |  |  | assumed 2023/2024; not converted using CPIH
See IDP Guidance para 4.32
See IDP Guidance para 4.32
Cost per Fatality (£m) | 2.2402 | 1.9512 | 2021/2022 | Health and Safety Executive Link (see "COSTS_Tables 21/22" under Costs to Britain; sheet "COST02" in the excel, year 2021/22, central cost of £240M) |  | HSE Work-related fatality figures published (123 deaths in 2021/2022) | value derived based on total costs (first link) and total deaths (second link)
Cost per Non Fatal/ Major injury (£m) | 0.015067 | 0.013124 | 2021/2022 | Health and Safety Executive Link (see "COSTS_Tables 21/22" under Costs to Britain; sheet "COST02" in the excel, year 2021/22, central cost of £7,415M) |  | HSE Workplace injuries summary (see "Table-1" sheet, year 2021/22, 565000 injuries) | value derived based on total costs (first link) and total injuries (second link)
Safety Disproportion Factor | 10 | 10 | 2020/2021 | DNO Common Network Asset Indices Methodology (ofgem.gov.uk)
Methane GWP | 28 | 28 | 2014 | Greenhouse Gas Protocol - Global Warming Potential Values
Methane m3 to tonnes conversion | 0.000656 |  |  | Leakage & Shrinkage Model
Natural gas GWh to m3 conversion | 90909.1 |  |  | Leakage & Shrinkage Model
Natural gas CO2 content - tonnes per GWh | 4.32 |  |  | Leakage & Shrinkage Model
Shrinkage gas replacement cost (p/kwh) | 6.8298 | 6.01 | 2022/23 | 2023 RRPs
Real to nominal prices conversion factor | Source: | Ofgem ED2 PCFM V3 (published 16 October 2023)
PCFM year ending | 2000-03-31 | 2001-03-31 | 2002-03-31 | 2003-03-31 | 2004-03-31 | 2005-03-31 | 2006-03-31 | 2007-03-31 | 2008-03-31 | 2009-03-31 | 2010-03-31 | 2011-03-31 | 2012-03-31 | 2013-03-31 | 2014-03-31 | 2015-03-31 | 2016-03-31 | 2017-03-31 | 2018-03-31 | 2019-03-31 | 2020-03-31 | 2021-03-31 | 2022-03-31 | 2023-03-31 | 2024-03-31 | 2025-03-31 | 2026-03-31
Combined RPI-CPIH real to nominal prices conversion factor (financial year average) | 0.5655 | 0.58238 | 0.59108 | 0.60346 | 0.62031 | 0.6396 | 0.65646 | 0.68096 | 0.70909 | 0.73014 | 0.73348 | 0.76989 | 0.80683 | 0.83176 | 0.85575 | 0.87252 | 0.88193 | 0.90082 | 0.93453 | 0.96309 | 0.98802 | 1 | 1.0447 | 1.1364 | 1.1994 | 1.2271 | 1.246
Year Format | 1999/2000 | 2000/2001 | 2001/2002 | 2002/2003 | 2003/2004 | 2004/2005 | 2005/2006 | 2006/2007 | 2007/2008 | 2008/2009 | 2009/2010 | 2010/2011 | 2011/2012 | 2012/2013 | 2013/2014 | 2014/2015 | 2015/2016 | 2016/2017 | 2017/2018 | 2018/2019 | 2019/2020 | 2020/2021 | 2021/2022 | 2022/2023 | 2023/2024 | 2024/2025 | 2025/2026
CPIH conversion factor from FY to 2023/2024 | 2.121 | 2.0596 | 2.0293 | 1.9876 | 1.9336 | 1.8753 | 1.8271 | 1.7614 | 1.6915 | 1.6428 | 1.6353 | 1.5579 | 1.4866 | 1.4421 | 1.4016 | 1.3747 | 1.36 | 1.3315 | 1.2835 | 1.2454 | 1.214 | 1.1994 | 1.1481 | 1.0555 | 1 | 0.97745 | 0.96265
Environmental factors and price | Source |  | Version / Date | 2020 | 2021 | 2022 | 2023 | 2024 | 2025 | 2026 | 2027 | 2028 | 2029 | 2030 | 2031 | 2032 | 2033 | 2034 | 2035 | 2036 | 2037 | 2038 | 2039 | 2040 | 2041 | 2042 | 2043 | 2044 | 2045 | 2046 | 2047 | 2048 | 2049 | 2050 | 2051 | 2052 | 2053 | 2054 | 2055 | 2056 | 2057 | 2058 | 2059 | 2060 | 2061 | 2062 | 2063 | 2064 | 2065 | 2066 | 2067 | 2068 | 2069 | 2070 | 2071 | 2072 | 2073 | 2074 | 2075 | 2076
gCO2e per kWh (DESNZ and extrapolated) | 2023 Government Greenhouse Gas Conversion Factors for Company Reporting (see table 9, column Total, under "For electricity CONSUMED (including grid losses)", from 2010 to 2021) |  | 2023/2024 | 215.55 | 235.83 | 189.9286 | 172.8607 | 157.3266 | 143.1884 | 130.3208 | 118.6095 | 107.9507 | 98.2497 | 89.4205 | 81.3847 | 74.0711 | 67.4147 | 61.3565 | 55.8427 | 50.8244 | 46.2571 | 42.1002 | 38.3168 | 34.8735 | 31.7396 | 28.8873 | 26.2914 | 23.9287 | 21.7783 | 19.8212 | 18.04 | 16.4188 | 14.9434 | 13.6005 | 12.3783 | 11.2659 | 10.2535 | 9.3321 | 8.4934 | 7.7302 | 7.0355 | 6.4033 | 5.8278 | 5.3041 | 4.8275 | 4.3936 | 3.9988 | 3.6394 | 3.3124 | 3.0147 | 2.7438 | 2.4972 | 2.2728 | 2.0686 | 1.8827 | 1.7135 | 1.5595 | 1.4194 | 1.2918 | 1.1757
Electricity GHG conversion factor (tonnes per MWh) | Calculated from the above gCO2e per KWh |  | 2023/2024 | 0.21555 | 0.23583 | 0.18993 | 0.17286 | 0.15733 | 0.14319 | 0.13032 | 0.11861 | 0.10795 | 0.09825 | 0.089421 | 0.081385 | 0.074071 | 0.067415 | 0.061356 | 0.055843 | 0.050824 | 0.046257 | 0.0421 | 0.038317 | 0.034873 | 0.03174 | 0.028887 | 0.026291 | 0.023929 | 0.021778 | 0.019821 | 0.01804 | 0.016419 | 0.014943 | 0.0136 | 0.012378 | 0.011266 | 0.010253 | 0.0093321 | 0.0084934 | 0.0077302 | 0.0070355 | 0.0064033 | 0.0058278 | 0.0053041 | 0.0048275 | 0.0043936 | 0.0039988 | 0.0036394 | 0.0033124 | 0.0030147 | 0.0027438 | 0.0024972 | 0.0022728 | 0.0020686 | 0.0018827 | 0.0017135 | 0.0015595 | 0.0014194 | 0.0012918 | 0.0011757
Carbon price central base case (£/tCO2e 2022 base year) | Green Book supplementary guidance: valuation of energy use and greenhouse gas emissions for appraisal (data tables 1-19, see table 3, central values); note that 2051-2100 is based on linear extrapolation |  | 2022/2023 | 253 | 257 | 261 | 265 | 269 | 273 | 277 | 281 | 286 | 290 | 294 | 299 | 304 | 308 | 313 | 318 | 322 | 327 | 332 | 337 | 343 | 348 | 353 | 358 | 364 | 369 | 375 | 380 | 386 | 392 | 398 | 403.7714 | 409.5959 | 415.5186 | 421.4087 | 427.2779 | 433.1414 | 439.0211 | 444.9029 | 450.7778 | 456.6521 | 462.5281 | 468.4053 | 474.2816 | 480.1574 | 486.0335 | 491.9098 | 497.7861 | 503.6622 | 509.5384 | 515.4146 | 521.2908 | 527.167 | 533.0432 | 538.9194 | 544.7956 | 550.6717
Carbon price central base case (£/tCO2e, 2023/2024 prices) | Converted from the above value |  | 2023/2024 | 267.0337 | 271.2555 | 275.4774 | 279.6993 | 283.9212 | 288.143 | 292.3649 | 296.5868 | 301.8641 | 306.086 | 310.3079 | 315.5852 | 320.8626 | 325.0845 | 330.3618 | 335.6391 | 339.861 | 345.1384 | 350.4157 | 355.6931 | 362.0259 | 367.3032 | 372.5806 | 377.8579 | 384.1907 | 389.4681 | 395.8009 | 401.0782 | 407.411 | 413.7439 | 420.0767 | 426.1682 | 432.3158 | 438.567 | 444.7838 | 450.9786 | 457.1674 | 463.3731 | 469.5812 | 475.782 | 481.9821 | 488.1841 | 494.3873 | 500.5896 | 506.7913 | 512.9933 | 519.1956 | 525.3978 | 531.5999 | 537.802 | 544.0041 | 550.2063 | 556.4084 | 562.6106 | 568.8127 | 575.0148 | 581.217
Carbon price low case (£/tCO2e, 2023 base year) | Green Book supplementary guidance: valuation of energy use and greenhouse gas emissions for appraisal (data tables 1-19, see table 3, low values); note that 2051-2100 is based on linear extrapolation |  | 2022/2023 | 126.595 | 128.5229 | 130.4801 | 132.4671 | 134.4844 | 136.5324 | 138.6115 | 140.7224 | 142.8653 | 145.041 | 147.2497 | 149.4921 | 151.7686 | 154.0798 | 156.4262 | 158.8083 | 161.2267 | 163.682 | 166.1746 | 168.7052 | 171.2743 | 173.8434 | 176.451 | 179.0978 | 181.7843 | 184.511 | 187.2787 | 190.0879 | 192.9392 | 195.8333 | 198.7708 | 201.6226 | 204.4987 | 207.3856 | 210.2736 | 213.1571 | 216.0362 | 218.92 | 221.804 | 224.6872 | 227.5699 | 230.4527 | 233.336 | 236.2192 | 239.1022 | 241.9852 | 244.8683 | 247.7514 | 250.6344 | 253.5175 | 256.4005 | 259.2836 | 262.1667 | 265.0497 | 267.9328 | 270.8159 | 273.6989
Carbon price low case (£/tCO2e, 2023/24 prices) | Converted from the above value |  | 2023/2024 | 133.6172 | 135.6519 | 137.7177 | 139.8149 | 141.9441 | 144.1057 | 146.3002 | 148.5281 | 150.7899 | 153.0862 | 155.4175 | 157.7843 | 160.1871 | 162.6265 | 165.103 | 167.6173 | 170.1698 | 172.7612 | 175.3921 | 178.0631 | 180.7747 | 183.4863 | 186.2386 | 189.0322 | 191.8677 | 194.7457 | 197.6669 | 200.6319 | 203.6413 | 206.696 | 209.7964 | 212.8064 | 215.842 | 218.889 | 221.9372 | 224.9807 | 228.0195 | 231.0633 | 234.1073 | 237.1504 | 240.1929 | 243.2357 | 246.279 | 249.322 | 252.3649 | 255.4079 | 258.4509 | 261.4939 | 264.5369 | 267.5798 | 270.6228 | 273.6658 | 276.7088 | 279.7518 | 282.7948 | 285.8378 | 288.8807
Carbon price high case (£/tCO2e, 2023 base year) | Green Book supplementary guidance: valuation of energy use and greenhouse gas emissions for appraisal (data tables 1-19, see table 3, high values); note that 2051-2100 is based on linear extrapolation |  | 2022/2023 | 379.7851 | 385.5687 | 391.4403 | 397.4013 | 403.4531 | 409.5971 | 415.8346 | 422.1671 | 428.596 | 435.1229 | 441.7491 | 448.4762 | 455.3058 | 462.2394 | 469.2786 | 476.425 | 483.6802 | 491.0459 | 498.5237 | 506.1155 | 513.8228 | 521.5301 | 529.3531 | 537.2934 | 545.3528 | 553.5331 | 561.8361 | 570.2636 | 578.8176 | 587.4998 | 596.3123 | 604.8678 | 613.496 | 622.1567 | 630.8207 | 639.4712 | 648.1087 | 656.76 | 665.4121 | 674.0616 | 682.7096 | 691.3582 | 700.0081 | 708.6575 | 717.3065 | 725.9556 | 734.6048 | 743.2541 | 751.9032 | 760.5524 | 769.2016 | 777.8508 | 786.5 | 795.1492 | 803.7984 | 812.4476 | 821.0968
Carbon price high case (£/tCO2e, 2023/24 prices) | Converted from the above value |  | 2023/2024 | 400.8515 | 406.9558 | 413.1531 | 419.4448 | 425.8322 | 432.317 | 438.9005 | 445.5843 | 452.3698 | 459.2587 | 466.2525 | 473.3528 | 480.5612 | 487.8794 | 495.309 | 502.8518 | 510.5094 | 518.2837 | 526.1763 | 534.1892 | 542.324 | 550.4589 | 558.7158 | 567.0965 | 575.603 | 584.237 | 593.0006 | 601.8956 | 610.924 | 620.0879 | 629.3892 | 638.4192 | 647.526 | 656.6671 | 665.8117 | 674.942 | 684.0587 | 693.1898 | 702.3219 | 711.4512 | 720.5788 | 729.7072 | 738.8369 | 747.966 | 757.0948 | 766.2236 | 775.3526 | 784.4817 | 793.6106 | 802.7395 | 811.8685 | 820.9974 | 830.1264 | 839.2553 | 848.3843 | 857.5133 | 866.6422
% methane in natural gas | Leakage model |  |  | 81.97% | 81.97% | 81.97% | 81.97% | 81.97% | 81.97% | 81.97% | 81.97% | 81.97% | 81.97% | 81.97% | 81.97% | 81.97% | 81.97% | 81.97% | 81.97% | 81.97% | 81.97% | 81.97% | 81.97% | 81.97% | 81.97% | 81.97% | 81.97% | 81.97% | 81.97% | 81.97% | 81.97% | 81.97% | 81.97% | 81.97% | 81.97% | 81.97% | 81.97% | 81.97% | 81.97% | 81.97% | 81.97% | 81.97% | 81.97% | 81.97% | 81.97% | 81.97% | 81.97% | 81.97% | 81.97% | 81.97% | 81.97% | 81.97% | 81.97% | 81.97% | 81.97% | 81.97% | 81.97% | 81.97% | 81.97% | 81.97%
Depreciation Acceleration Factors
Price Control | RIIO3 |  |  | 1.8753 2022: RIIO4; 1.6353 2027: RIIO5; 1.3747 2032: RIIO6; 1.214 2037: Post-RIIO6
Year | 2027 | 2028 | 2029 | 2030 | 2031 | 2032 | 2033 | 2034 | 2035 | 2036 | 2037 | 2038 | 2039 | 2040 | 2041 | 2042 | 2043 | 2044 | 2045 | 2046 | 2047 | 2048 | 2049 | 2050 | 2051 | 2052 | 2053 | 2054 | 2055 | 2056 | 2057 | 2058 | 2059 | 2060 | 2061 | 2062 | 2063 | 2064 | 2065 | 2066 | 2067 | 2068 | 2069 | 2070 | 2071 | 2072 | 2073 | 2074 | 2075 | 2076
Acceleration Factor | 100% | 100% | 100% | 100% | 100% | 100% | 100% | 100% | 100% | 100% | 100% | 100% | 100% | 100% | 100% | 100% | 100% | 100% | 100% | 100% | 100% | 100% | 100% | 100% | 100% | 100% | 100% | 100% | 100% | 100% | 100% | 100% | 100% | 100% | 100% | 100% | 100% | 100% | 100% | 100% | 100% | 100% | 100% | 100% | 100% | 100% | 100% | 100% | 100% | 100%
Asset class |  | Intervention |  | 1.9876 2020: Cost Type
Mains - Iron mains - Tier 1 |  | Replacement |  | 1.9876 2020: Environmental
Mains - Iron mains - Tier 2B |  | Replacement (expanded capacity) |  | 1.9876 2020: Safety
Mains - Iron mains - Tier 3 |  | Refurbishment - full |  | 1.9876 2020: Financial
Mains - Steel mains - <=2" |  | Refurbishment - partial |  | 1.9876 2020: Private
Mains - Steel mains - 4"-8" |  | Decommissioned
Mains - Steel mains - 9"- <18" |  | Mothballed
Mains - Steel mains - 18"+ |  | Build new
Mains - PE mains
Mains - Other |  | Opex type
Services |  | Maintenance & repair
Risers |  | Other opex
LTS pipelines - piggable
LTS pipelines - non piggable
Governors - District
Governors - I&C
Governors - Service
Offtakes & PRS - Odorant & metering - Offtake Metering System
Offtakes & PRS - Odorant & metering - Offtake Odorisation System
Offtakes & PRS - Pre-heating - Offtake Pre-heating
Offtakes & PRS - Pre-heating - PRS Pre-heating
Offtakes & PRS - Filters and Pressure Control - Offtake filters
Offtakes & PRS - Filters and Pressure Control - Slam Shut & Regulators
Offtakes & PRS - Filters and Pressure Control - PRS Filters
Offtakes & PRS - Filters and Pressure Control - PRS Slam Shut & Regulators

## Risk Register
Please fill in the below Risk Register for the selected option only.
Risk Description | Impact | Likelihood | Mitigation/Controls | Comments
The skilled workforce completing this work on the ground are highly sought after within our, as well as other industries, due to their transferrable skillset. Retaining this workforce until the end of the replacement program, in the light of the reducing levels of certainty around workload post 2032 is viewed as a major risk. | Medium | <=30% | NGN have maintained our DSP model successfully since 2013, moving away from the nation-wide Tier 1 contractors, in favor of smaller, local businesses, allowing us to have a more meaningful partnership, rather than a strict contractor/manager relationship. This model, led by a team of NGN’s operational leads, is underpinned by hundreds of skilled workers, driving excellent safety record, customer service, efficiency, and ongoing improvement. Through regular engagement with our partners, it became clear that to mitigate this risk, an incentive mechanism had to be developed, we have therefore implemented a Long Term Incentive Program, allowing our partners to benefit from a lump-sum payment in 2032, which is accrued through their loyalty until the end of the replacement program. | Our Workforce and Supply Chain Resilience Strategy discusses the likely resourcing challenges we will face during RIIO-GD3 and our plans on how to address them.
Risk to delivery of workload and outputs within RIIO-GD3. Although we are proposing to continue at the same run rate as RIIO-GD2 there is ongoing risk to the investment is associated with accessing the distribution mains proposed for replacement. Due to the nature of our network, we predominantly work on public highways, therefore impacting a variety of stakeholders – from regular road users to other infrastructure custodians. Access has to be carefully coordinated and the Local Authorities are at the heart of this process. | Medium | <=30% | NGN developed some excellent working relationships with the Local Authorities within our network and maintain regular engagement to ensure that these relationships remain mutually beneficial. This is evident, as NGN is the only utility company in the Northeast, Cumbria & Yorkshire with no improvement notice from local highway authorities. | So far, NGN have been able to align our replacement program with the Local Authority plans, where possible, deferring projects to future years on Local Authority request. With the mandatory replacement program coming to an end, we will be far more restricted in the way we can manage this, therefore it is imperative that the stakeholder engagement continues to grow and develop. As these stakeholders also deliver our non-mandatory program, these risks apply to all of our REPEX proposals
Cost variability of forecast unit rates. | Low | <=20% | We have a robust methodology for developing Repex unit cost rates. Subject matter experts have been continually engaged on unit costs to ensure these are accurate. | We will continue to monitor delivery against RIIO-GD3 unit costs.

## Baseline
Summary | [7 empty] | Text Descriptions
[8 empty] | Option Description - this should allow us to quickly recognise the option being assessed (based on descriptions in the EJP and other documents) and distinguish it both from other investment areas and from other options. If appropriate, please provide sitemaps, photos or any other documents that will help with this identification (likely to be relevant for major projects rather than asset classes) | [6 empty] | Stakeholder Support Summary - please provide a synopsis which details the feedback from stakeholder group(s)
Option Name | >2ST Non-Mandatory Repex Baseline |  |  | Date Undertaken: | 2024-12-06
Scheme Reference ID | A22.m.NGN | [6 empty] | This option is used as the baseline against which other options are measured. It does not include any capital investment but instead considers the cost of ongoing maintenance activities and repairs on failure which is included in the financial risk element of the NARM modelling. There are no direct benefits accrued under this option, however it does include societal impacts associated with leakage, fatality and injury. | [6 empty] | The different priorities between national, local and customer stakeholders highlights tensions between short- and long-term goals and the dynamics NGN must manage throughout RIIO-GD3. Customers (especially older, low income, and digitally excluded customers) value energy affordability above all other priorities. Conversely, future customers prioritise helping the region to meet climate change targets (and not leaving anyone behind). Local stakeholders generally share this long-term view; Furthermore, national groups say they will judge our performance by how resilient the business is. As customers are satisfied with the performance and availability of our services, they prefer us to maintain service levels at levels similar to today and asked for us to reduce future risk with targeted investments to enhance removal, reduction, resistance and recovery strategies. (This is not delivered under this option) To balance stakeholders' priorities, we will maintain our position as the most efficient gas distribution operator, while investing in delivering continuous performance improvement. We will achieve this through targeted investment in low-regret innovation, enhanced stakeholder engagement, whole systems collaboration, data and digitalisation.
Expenditure Type | Repex |  |  | Authorised By: | Dean Pearson
Preferred Option (Y/N) | N
Spend Area (Please include relevant RRP/BPDT Table Reference) | CV6.05, CV6.08
First year of expenditure outflow | 2027
Payback position at year | Central CO2 Cost - PV of costs & benefits (£m) | Central CO2 Cost - NPV relative to baseline (£m) | Low CO2 cost - PV of costs & benefits (£m) | Low CO2 cost - NPV relative to baseline (£m) | High CO2 cost - PV of costs & benefits (£m) | High CO2 cost - NPV relative to baseline (£m)
2035 | -315.5865 | 0 | -224.1676 | 0 | -407.0044 | 0
2040 | -478.2684 | 0 | -338.7439 | 0 | -617.9269 | 0
2045 | -633.3398 | 0 | -447.3517 | 0 | -819.3964 | 0
2050 | -781.6148 | 0 | -550.781 | 0 | -1012.4083 | 0
2060 | -1061.0832 | 0 | -744.967 | 0 | -1376.3682 | 0
2070 | -1329.04 | 0 | -931.1814 | 0 | -1724.6645 | 0
Capitalisation rate | 100% | [6 empty] | Engineering Justification Summary - please provide a synopsis & share the document which articulates the full detailed explanation | [6 empty] | Company View - please provide a synopsis which details your view of how beneficial this option is.
[8 empty] | NGN’s pipe distribution network < 7 bar consists of over 36,000km of mains and over 2.5 million services providing gas to domestic, commercial and industrial consumers. Of the total distribution mains in the network, approximately 33,000km are non-mandatory (with the remaining population being mandatory). This Engineering Justification Paper (EJP) and accompanying CBA sets out the interventions that we plan to undertake on Non-Mandatory REPEX investments planned for completion during RIIO-GD3. The investments outlined in the paper are aimed at addressing issues with the distribution pipelines and associated services that fall outside of IMRRP (Iron Mains Risk Reduction Programme) mandated by the Health and Safety Executive (HSE) and described in the A22.l Mandatory REPEX Engineering Justification Paper. Interventions in this area are asset health driven, with a key focus on customer safety and minimising leaks and the risks associated with them. It is imperative that mains and services remain in good condition in order to ensure gas continues to flow through our network in a safe and reliable manner. Our decision-making process for these investments involves a balance of the costs, future benefits, and the potential negative consequences of not proceeding with the non-mandatory mains replacement programme. The targeted investment areas include iron mains in the Tier 2B (T2B) and Tier 3 (T3) categories, those over 30m away from the nearest property (>30m Iron), greater than 2-inch steel (>2ST) and PE mains as well as mains diversions along with the associated services within each category. The drivers behind the investment proposals range from customer demand and compliance (diversions) to asset health, environmental and safety considerations (T2B/T3/>2ST). Each investment area has been carefully selected based on a systematic asset management decision-making process, incorporating risk analysis, value assessment, and trade-offs between different intervention and management options; as well as considering deliverability. This CBA focuses on Tier 2b. A22.m RIIO-GD3 Investment Decision Pack - Non Mandatory Repex EJP. | [6 empty] | The baseline option shows that there will be an increase in risk of 14% above start of RIIO-GD3 levels considering all non-mandatory classes) if we were to adopt this Do Nothing/ Do Minimum option. The baseline counterfactual is continuing with the current population of non-mandatory mains and services: managing the existing non-mandatory replacement assets by only intervening following failure (i.e. “do nothing / minimum”). This is not acceptable due to the deterioration of assets over time and the significant risks these would result in. This option has therefore been rejected.
Expenditure Profile - Summary
| 2027 | 2028 | 2029 | 2030 | 2031 | Post RIIO3
| (£m) | (£m) | (£m) | (£m) | (£m) | (£m)
Capitalised costs | 0 | 0 | 0 | 0 | 0 | 0
Non-capitalised costs | -3.5077 | -3.5482 | -3.5893 | -3.631 | -3.6733 | -223.1379
| Asset Class | Unit | Comments
Output | >2 inch Steel replacement | 0 | Ongoing maintenance activities and repairs on failure
Financial Costs
Inputs
|  |  |  | RIIO3 |  |  |  |  | RIIO4 |  |  |  |  | RIIO5 |  |  |  |  | RIIO6 |  |  |  |  | RIIO7 |  |  |  |  | RIIO8 |  |  |  |  | RIIO9 |  |  |  |  | RIIO10 |  |  |  |  | RIIO11 |  |  |  |  | RIIO12
|  |  |  | 1 | 2 | 3 | 4 | 5 | 6 | 7 | 8 | 9 | 10 | 11 | 12 | 13 | 14 | 15 | 16 | 17 | 18 | 19 | 20 | 21 | 22 | 23 | 24 | 25 | 26 | 27 | 28 | 29 | 30 | 31 | 32 | 33 | 34 | 35 | 36 | 37 | 38 | 39 | 40 | 41 | 42 | 43 | 44 | 45 | 46 | 47 | 48 | 49 | 50
| Asset Class | Intervention type |  | 2027 | 2028 | 2029 | 2030 | 2031 | 2032 | 2033 | 2034 | 2035 | 2036 | 2037 | 2038 | 2039 | 2040 | 2041 | 2042 | 2043 | 2044 | 2045 | 2046 | 2047 | 2048 | 2049 | 2050 | 2051 | 2052 | 2053 | 2054 | 2055 | 2056 | 2057 | 2058 | 2059 | 2060 | 2061 | 2062 | 2063 | 2064 | 2065 | 2066 | 2067 | 2068 | 2069 | 2070 | 2071 | 2072 | 2073 | 2074 | 2075 | 2076
Capex/Repex |  |  | £m
£m
£m
£m
£m
£m
£m
£m
£m
£m
| Total Capex | (1) | £m | 0 | 0 | 0 | 0 | 0 | 0 | 0 | 0 | 0 | 0 | 0 | 0 | 0 | 0 | 0 | 0 | 0 | 0 | 0 | 0 | 0 | 0 | 0 | 0 | 0 | 0 | 0 | 0 | 0 | 0 | 0 | 0 | 0 | 0 | 0 | 0 | 0 | 0 | 0 | 0 | 0 | 0 | 0 | 0 | 0 | 0 | 0 | 0 | 0 | 0
Associated direct opex |  |  | £m
£m
£m
£m
£m
| Total Opex |  | £m | 0 | 0 | 0 | 0 | 0 | 0 | 0 | 0 | 0 | 0 | 0 | 0 | 0 | 0 | 0 | 0 | 0 | 0 | 0 | 0 | 0 | 0 | 0 | 0 | 0 | 0 | 0 | 0 | 0 | 0 | 0 | 0 | 0 | 0 | 0 | 0 | 0 | 0 | 0 | 0 | 0 | 0 | 0 | 0 | 0 | 0 | 0 | 0 | 0 | 0
Pass through costs | Leakage |  | £m | -3.5077 | -3.5482 | -3.5893 | -3.631 | -3.6733 | -3.7163 | -3.76 | -3.8043 | -3.8494 | -3.8951 | -3.9416 | -3.9888 | -4.0368 | -4.0855 | -4.135 | -4.1854 | -4.2366 | -4.2886 | -4.3416 | -4.3954 | -4.4501 | -4.5058 | -4.5625 | -4.6201 | -4.6788 | -4.7385 | -4.7993 | -4.8612 | -4.9242 | -4.9884 | -5.0538 | -5.1204 | -5.1883 | -5.2574 | -5.3279 | -5.3997 | -5.473 | -5.5477 | -5.6238 | -5.7015 | -5.7808 | -5.8616 | -5.9441 | -6.0284 | -6.1143 | -6.2021 | -6.2918 | -6.3833 | -6.4769 | -6.5718
£m
| Total Pass Through Costs |  | £m | -3.5077 | -3.5482 | -3.5893 | -3.631 | -3.6733 | -3.7163 | -3.76 | -3.8043 | -3.8494 | -3.8951 | -3.9416 | -3.9888 | -4.0368 | -4.0855 | -4.135 | -4.1854 | -4.2366 | -4.2886 | -4.3416 | -4.3954 | -4.4501 | -4.5058 | -4.5625 | -4.6201 | -4.6788 | -4.7385 | -4.7993 | -4.8612 | -4.9242 | -4.9884 | -5.0538 | -5.1204 | -5.1883 | -5.2574 | -5.3279 | -5.3997 | -5.473 | -5.5477 | -5.6238 | -5.7015 | -5.7808 | -5.8616 | -5.9441 | -6.0284 | -6.1143 | -6.2021 | -6.2918 | -6.3833 | -6.4769 | -6.5718
Annual cost calculations |  |  |  | 2027 | 2028 | 2029 | 2030 | 2031 | 2032 | 2033 | 2034 | 2035 | 2036 | 2037 | 2038 | 2039 | 2040 | 2041 | 2042 | 2043 | 2044 | 2045 | 2046 | 2047 | 2048 | 2049 | 2050 | 2051 | 2052 | 2053 | 2054 | 2055 | 2056 | 2057 | 2058 | 2059 | 2060 | 2061 | 2062 | 2063 | 2064 | 2065 | 2066 | 2067 | 2068 | 2069 | 2070 | 2071 | 2072 | 2073 | 2074 | 2075 | 2076
| Capitalisation rates | (2) | % | 100% | 100% | 100% | 100% | 100% | 100% | 100% | 100% | 100% | 100% | 100% | 100% | 100% | 100% | 100% | 100% | 100% | 100% | 100% | 100% | 100% | 100% | 100% | 0% | 0% | 0% | 0% | 0% | 0% | 0% | 0% | 0% | 0% | 0% | 0% | 0% | 0% | 0% | 0% | 0% | 0% | 0% | 0% | 0% | 0% | 0% | 0% | 0% | 0% | 0%
| Capitalised investment | (3)=(1)x(2) | £m | 0 | 0 | 0 | 0 | 0 | 0 | 0 | 0 | 0 | 0 | 0 | 0 | 0 | 0 | 0 | 0 | 0 | 0 | 0 | 0 | 0 | 0 | 0 | 0 | 0 | 0 | 0 | 0 | 0 | 0 | 0 | 0 | 0 | 0 | 0 | 0 | 0 | 0 | 0 | 0 | 0 | 0 | 0 | 0 | 0 | 0 | 0 | 0 | 0 | 0
| Investment to be expensed | (4)=(1)-(3) | £m | 0 | 0 | 0 | 0 | 0 | 0 | 0 | 0 | 0 | 0 | 0 | 0 | 0 | 0 | 0 | 0 | 0 | 0 | 0 | 0 | 0 | 0 | 0 | 0 | 0 | 0 | 0 | 0 | 0 | 0 | 0 | 0 | 0 | 0 | 0 | 0 | 0 | 0 | 0 | 0 | 0 | 0 | 0 | 0 | 0 | 0 | 0 | 0 | 0 | 0
| 2027 Depreciation | (5)2027=(3)2027*Dep_ratet | £m |  | 0 | 0 | 0 | 0 | 0 | 0 | 0 | 0 | 0 | 0 | 0 | 0 | 0 | 0 | 0 | 0 | 0 | 0 | 0 | 0 | 0 | 0 | 0 | 0 | 0 | 0 | 0 | 0 | 0 | 0 | 0 | 0 | 0 | 0 | 0 | 0 | 0 | 0 | 0 | 0 | 0 | 0 | 0 | 0 | 0 | 0 | 0 | 0 | 0
| 2028 Depreciation | (5)2028=(3)2028*Dep_ratet | £m |  |  | 0 | 0 | 0 | 0 | 0 | 0 | 0 | 0 | 0 | 0 | 0 | 0 | 0 | 0 | 0 | 0 | 0 | 0 | 0 | 0 | 0 | 0 | 0 | 0 | 0 | 0 | 0 | 0 | 0 | 0 | 0 | 0 | 0 | 0 | 0 | 0 | 0 | 0 | 0 | 0 | 0 | 0 | 0 | 0 | 0 | 0 | 0 | 0
| 2029 Depreciation | (5)2029=(3)2029*Dep_ratet | £m |  |  |  | 0 | 0 | 0 | 0 | 0 | 0 | 0 | 0 | 0 | 0 | 0 | 0 | 0 | 0 | 0 | 0 | 0 | 0 | 0 | 0 | 0 | 0 | 0 | 0 | 0 | 0 | 0 | 0 | 0 | 0 | 0 | 0 | 0 | 0 | 0 | 0 | 0 | 0 | 0 | 0 | 0 | 0 | 0 | 0 | 0 | 0 | 0
| 2030 Depreciation | (5)2030=(3)2030*Dep_ratet | £m |  |  |  |  | 0 | 0 | 0 | 0 | 0 | 0 | 0 | 0 | 0 | 0 | 0 | 0 | 0 | 0 | 0 | 0 | 0 | 0 | 0 | 0 | 0 | 0 | 0 | 0 | 0 | 0 | 0 | 0 | 0 | 0 | 0 | 0 | 0 | 0 | 0 | 0 | 0 | 0 | 0 | 0 | 0 | 0 | 0 | 0 | 0 | 0
| 2031 Depreciation | (5)2031=(3)2031*Dep_ratet | £m | [5 empty] | 0 | 0 | 0 | 0 | 0 | 0 | 0 | 0 | 0 | 0 | 0 | 0 | 0 | 0 | 0 | 0 | 0 | 0 | 0 | 0 | 0 | 0 | 0 | 0 | 0 | 0 | 0 | 0 | 0 | 0 | 0 | 0 | 0 | 0 | 0 | 0 | 0 | 0 | 0 | 0 | 0 | 0 | 0 | 0 | 0
| 2032 Depreciation | (5)2032=(3)2032*Dep_ratet | £m | [6 empty] | 0 | 0 | 0 | 0 | 0 | 0 | 0 | 0 | 0 | 0 | 0 | 0 | 0 | 0 | 0 | 0 | 0 | 0 | 0 | 0 | 0 | 0 | 0 | 0 | 0 | 0 | 0 | 0 | 0 | 0 | 0 | 0 | 0 | 0 | 0 | 0 | 0 | 0 | 0 | 0 | 0 | 0 | 0 | 0
| 2033 Depreciation | (5)2033=(3)2033*Dep_ratet | £m | [7 empty] | 0 | 0 | 0 | 0 | 0 | 0 | 0 | 0 | 0 | 0 | 0 | 0 | 0 | 0 | 0 | 0 | 0 | 0 | 0 | 0 | 0 | 0 | 0 | 0 | 0 | 0 | 0 | 0 | 0 | 0 | 0 | 0 | 0 | 0 | 0 | 0 | 0 | 0 | 0 | 0 | 0 | 0 | 0
| 2034 Depreciation | (5)2034=(3)2034*Dep_ratet | £m | [8 empty] | 0 | 0 | 0 | 0 | 0 | 0 | 0 | 0 | 0 | 0 | 0 | 0 | 0 | 0 | 0 | 0 | 0 | 0 | 0 | 0 | 0 | 0 | 0 | 0 | 0 | 0 | 0 | 0 | 0 | 0 | 0 | 0 | 0 | 0 | 0 | 0 | 0 | 0 | 0 | 0 | 0 | 0
| 2035 Depreciation | (5)2035=(3)2035*Dep_ratet | £m | [9 empty] | 0 | 0 | 0 | 0 | 0 | 0 | 0 | 0 | 0 | 0 | 0 | 0 | 0 | 0 | 0 | 0 | 0 | 0 | 0 | 0 | 0 | 0 | 0 | 0 | 0 | 0 | 0 | 0 | 0 | 0 | 0 | 0 | 0 | 0 | 0 | 0 | 0 | 0 | 0 | 0 | 0
| 2036 Depreciation | (5)2036=(3)2036*Dep_ratet | £m | [10 empty] | 0 | 0 | 0 | 0 | 0 | 0 | 0 | 0 | 0 | 0 | 0 | 0 | 0 | 0 | 0 | 0 | 0 | 0 | 0 | 0 | 0 | 0 | 0 | 0 | 0 | 0 | 0 | 0 | 0 | 0 | 0 | 0 | 0 | 0 | 0 | 0 | 0 | 0 | 0 | 0
| 2037 Depreciation | (5)2037=(3)2037*Dep_ratet | £m | [11 empty] | 0 | 0 | 0 | 0 | 0 | 0 | 0 | 0 | 0 | 0 | 0 | 0 | 0 | 0 | 0 | 0 | 0 | 0 | 0 | 0 | 0 | 0 | 0 | 0 | 0 | 0 | 0 | 0 | 0 | 0 | 0 | 0 | 0 | 0 | 0 | 0 | 0 | 0 | 0
| 2038 Depreciation | (5)2038=(3)2038*Dep_ratet | £m | [12 empty] | 0 | 0 | 0 | 0 | 0 | 0 | 0 | 0 | 0 | 0 | 0 | 0 | 0 | 0 | 0 | 0 | 0 | 0 | 0 | 0 | 0 | 0 | 0 | 0 | 0 | 0 | 0 | 0 | 0 | 0 | 0 | 0 | 0 | 0 | 0 | 0 | 0 | 0
| 2039 Depreciation | (5)2039=(3)2039*Dep_ratet | £m | [13 empty] | 0 | 0 | 0 | 0 | 0 | 0 | 0 | 0 | 0 | 0 | 0 | 0 | 0 | 0 | 0 | 0 | 0 | 0 | 0 | 0 | 0 | 0 | 0 | 0 | 0 | 0 | 0 | 0 | 0 | 0 | 0 | 0 | 0 | 0 | 0 | 0 | 0
| 2040 Depreciation | (5)2040=(3)2040*Dep_ratet | £m | [14 empty] | 0 | 0 | 0 | 0 | 0 | 0 | 0 | 0 | 0 | 0 | 0 | 0 | 0 | 0 | 0 | 0 | 0 | 0 | 0 | 0 | 0 | 0 | 0 | 0 | 0 | 0 | 0 | 0 | 0 | 0 | 0 | 0 | 0 | 0 | 0 | 0
| 2041 Depreciation | (5)2041=(3)2041*Dep_ratet | £m | [15 empty] | 0 | 0 | 0 | 0 | 0 | 0 | 0 | 0 | 0 | 0 | 0 | 0 | 0 | 0 | 0 | 0 | 0 | 0 | 0 | 0 | 0 | 0 | 0 | 0 | 0 | 0 | 0 | 0 | 0 | 0 | 0 | 0 | 0 | 0 | 0
| 2042 Depreciation | (5)2042=(3)2042*Dep_ratet | £m | [16 empty] | 0 | 0 | 0 | 0 | 0 | 0 | 0 | 0 | 0 | 0 | 0 | 0 | 0 | 0 | 0 | 0 | 0 | 0 | 0 | 0 | 0 | 0 | 0 | 0 | 0 | 0 | 0 | 0 | 0 | 0 | 0 | 0 | 0 | 0
| 2043 Depreciation | (5)2043=(3)2043*Dep_ratet | £m | [17 empty] | 0 | 0 | 0 | 0 | 0 | 0 | 0 | 0 | 0 | 0 | 0 | 0 | 0 | 0 | 0 | 0 | 0 | 0 | 0 | 0 | 0 | 0 | 0 | 0 | 0 | 0 | 0 | 0 | 0 | 0 | 0 | 0 | 0
| 2044 Depreciation | (5)2044=(3)2044*Dep_ratet | £m | [18 empty] | 0 | 0 | 0 | 0 | 0 | 0 | 0 | 0 | 0 | 0 | 0 | 0 | 0 | 0 | 0 | 0 | 0 | 0 | 0 | 0 | 0 | 0 | 0 | 0 | 0 | 0 | 0 | 0 | 0 | 0 | 0 | 0
| 2045 Depreciation | (5)2045=(3)2045*Dep_ratet | £m | [19 empty] | 0 | 0 | 0 | 0 | 0 | 0 | 0 | 0 | 0 | 0 | 0 | 0 | 0 | 0 | 0 | 0 | 0 | 0 | 0 | 0 | 0 | 0 | 0 | 0 | 0 | 0 | 0 | 0 | 0 | 0 | 0
| 2046 Depreciation | (5)2046=(3)2046*Dep_ratet | £m | [20 empty] | 0 | 0 | 0 | 0 | 0 | 0 | 0 | 0 | 0 | 0 | 0 | 0 | 0 | 0 | 0 | 0 | 0 | 0 | 0 | 0 | 0 | 0 | 0 | 0 | 0 | 0 | 0 | 0 | 0 | 0
| 2047 Depreciation | (5)2047=(3)2047*Dep_ratet | £m | 2048: 0; 2049: 0; 2050: 0; 2051: 0; 2052: 0; 2053: 0; 2054: 0; 2055: 0; 2056: 0; 2057: 0; 2058: 0; 2059: 0; 2060: 0; 2061: 0; 2062: 0; 2063: 0; 2064: 0; 2065: 0; 2066: 0; 2067: 0; 2068: 0; 2069: 0; 2070: 0; 2071: 0; 2072: 0; 2073: 0; 2074: 0; 2075: 0; 2076: 0
| 2048 Depreciation | (5)2048=(3)2048*Dep_ratet | £m | 2049: 0; 2050: 0; 2051: 0; 2052: 0; 2053: 0; 2054: 0; 2055: 0; 2056: 0; 2057: 0; 2058: 0; 2059: 0; 2060: 0; 2061: 0; 2062: 0; 2063: 0; 2064: 0; 2065: 0; 2066: 0; 2067: 0; 2068: 0; 2069: 0; 2070: 0; 2071: 0; 2072: 0; 2073: 0; 2074: 0; 2075: 0; 2076: 0
| 2049 Depreciation | (5)2049=(3)2049*Dep_ratet | £m | 2050: 0; 2051: 0; 2052: 0; 2053: 0; 2054: 0; 2055: 0; 2056: 0; 2057: 0; 2058: 0; 2059: 0; 2060: 0; 2061: 0; 2062: 0; 2063: 0; 2064: 0; 2065: 0; 2066: 0; 2067: 0; 2068: 0; 2069: 0; 2070: 0; 2071: 0; 2072: 0; 2073: 0; 2074: 0; 2075: 0; 2076: 0
| 2050 Depreciation | (5)2050=(3)2050*Dep_ratet | £m
| Depreciation | (5)=∑(5)t | £m | 0 | 0 | 0 | 0 | 0 | 0 | 0 | 0 | 0 | 0 | 0 | 0 | 0 | 0 | 0 | 0 | 0 | 0 | 0 | 0 | 0 | 0 | 0 | 0 | 0 | 0 | 0 | 0 | 0 | 0 | 0 | 0 | 0 | 0 | 0 | 0 | 0 | 0 | 0 | 0 | 0 | 0 | 0 | 0 | 0 | 0 | 0 | 0 | 0 | 0
| Opening RAV balance | (6op)t=(6cl)t-1 | £m | 0 | 0 | 0 | 0 | 0 | 0 | 0 | 0 | 0 | 0 | 0 | 0 | 0 | 0 | 0 | 0 | 0 | 0 | 0 | 0 | 0 | 0 | 0 | 0 | 0 | 0 | 0 | 0 | 0 | 0 | 0 | 0 | 0 | 0 | 0 | 0 | 0 | 0 | 0 | 0 | 0 | 0 | 0 | 0 | 0 | 0 | 0 | 0 | 0 | 0
| Discounted RAV balance | (6D)=(6cl)*(1/1+WACC)) | £m | 0 | 0 | 0 | 0 | 0 | 0 | 0 | 0 | 0 | 0 | 0 | 0 | 0 | 0 | 0 | 0 | 0 | 0 | 0 | 0 | 0 | 0 | 0 | 0 | 0 | 0 | 0 | 0 | 0 | 0 | 0 | 0 | 0 | 0 | 0 | 0 | 0 | 0 | 0 | 0 | 0 | 0 | 0 | 0 | 0 | 0 | 0 | 0 | 0 | 0
| Closing RAV balance | (6cl)=(3)-(5)+(6op) | £m | 0 | 0 | 0 | 0 | 0 | 0 | 0 | 0 | 0 | 0 | 0 | 0 | 0 | 0 | 0 | 0 | 0 | 0 | 0 | 0 | 0 | 0 | 0 | 0 | 0 | 0 | 0 | 0 | 0 | 0 | 0 | 0 | 0 | 0 | 0 | 0 | 0 | 0 | 0 | 0 | 0 | 0 | 0 | 0 | 0 | 0 | 0 | 0 | 0 | 0
| Cost of Capital | (6)=avg[(6D),(6op)]xWACC | £m | 0 | 0 | 0 | 0 | 0 | 0 | 0 | 0 | 0 | 0 | 0 | 0 | 0 | 0 | 0 | 0 | 0 | 0 | 0 | 0 | 0 | 0 | 0 | 0 | 0 | 0 | 0 | 0 | 0 | 0 | 0 | 0 | 0 | 0 | 0 | 0 | 0 | 0 | 0 | 0 | 0 | 0 | 0 | 0 | 0 | 0 | 0 | 0 | 0 | 0
| Total Capitalised Costs | (7)=(5)+(6) | £m | 0 | 0 | 0 | 0 | 0 | 0 | 0 | 0 | 0 | 0 | 0 | 0 | 0 | 0 | 0 | 0 | 0 | 0 | 0 | 0 | 0 | 0 | 0 | 0 | 0 | 0 | 0 | 0 | 0 | 0 | 0 | 0 | 0 | 0 | 0 | 0 | 0 | 0 | 0 | 0 | 0 | 0 | 0 | 0 | 0 | 0 | 0 | 0 | 0 | 0
| Total Non-Capitalised Costs |  |  | -3.5077 | -3.5482 | -3.5893 | -3.631 | -3.6733 | -3.7163 | -3.76 | -3.8043 | -3.8494 | -3.8951 | -3.9416 | -3.9888 | -4.0368 | -4.0855 | -4.135 | -4.1854 | -4.2366 | -4.2886 | -4.3416 | -4.3954 | -4.4501 | -4.5058 | -4.5625 | -4.6201 | -4.6788 | -4.7385 | -4.7993 | -4.8612 | -4.9242 | -4.9884 | -5.0538 | -5.1204 | -5.1883 | -5.2574 | -5.3279 | -5.3997 | -5.473 | -5.5477 | -5.6238 | -5.7015 | -5.7808 | -5.8616 | -5.9441 | -6.0284 | -6.1143 | -6.2021 | -6.2918 | -6.3833 | -6.4769 | -6.5718
| Total Direct Costs |  |  | -3.5077 | -3.5482 | -3.5893 | -3.631 | -3.6733 | -3.7163 | -3.76 | -3.8043 | -3.8494 | -3.8951 | -3.9416 | -3.9888 | -4.0368 | -4.0855 | -4.135 | -4.1854 | -4.2366 | -4.2886 | -4.3416 | -4.3954 | -4.4501 | -4.5058 | -4.5625 | -4.6201 | -4.6788 | -4.7385 | -4.7993 | -4.8612 | -4.9242 | -4.9884 | -5.0538 | -5.1204 | -5.1883 | -5.2574 | -5.3279 | -5.3997 | -5.473 | -5.5477 | -5.6238 | -5.7015 | -5.7808 | -5.8616 | -5.9441 | -6.0284 | -6.1143 | -6.2021 | -6.2918 | -6.3833 | -6.4769 | -6.5718
Non-Financial Costs/Benefits
Calculated values
| Category | Description |  | 2027 | 2028 | 2029 | 2030 | 2031 | 2032 | 2033 | 2034 | 2035 | 2036 | 2037 | 2038 | 2039 | 2040 | 2041 | 2042 | 2043 | 2044 | 2045 | 2046 | 2047 | 2048 | 2049 | 2050 | 2051 | 2052 | 2053 | 2054 | 2055 | 2056 | 2057 | 2058 | 2059 | 2060 | 2061 | 2062 | 2063 | 2064 | 2065 | 2066 | 2067 | 2068 | 2069 | 2070 | 2071 | 2072 | 2073 | 2074 | 2075 | 2076
Non-financial benefits/costs - values | Environmental | Leakage | £m | -20.9147 | -21.5327 | -22.0867 | -22.6517 | -23.3056 | -23.9727 | -24.5735 | -25.2669 | -25.9744 | -26.6137 | -27.3493 | -28.1001 | -28.8663 | -29.735 | -30.5343 | -31.3502 | -32.1831 | -33.1245 | -33.9939 | -34.975 | -35.8827 | -36.9055 | -37.9504 | -39.0182 | -40.0867 | -41.184 | -42.3155 | -43.4688 | -44.6456 | -45.8482 | -47.0796 | -48.3391 | -49.6265 | -50.9432 | -52.2904 | -53.6689 | -55.0793 | -56.5226 | -57.9998 | -59.5119 | -61.0599 | -62.6449 | -64.268 | -65.9303 | -67.633 | -69.3774 | -71.1647 | -72.9962 | -74.8733 | -76.7897
| Environmental |  | £m
| Environmental |  | £m
| Safety | Fatality risk | £m | -0.78485 | -0.80747 | -0.83088 | -0.85508 | -0.88012 | -0.90602 | -0.93281 | -0.96052 | -0.9892 | -1.0189 | -1.0496 | -1.0813 | -1.1142 | -1.1482 | -1.1834 | -1.2198 | -1.2575 | -1.2965 | -1.3369 | -1.3787 | -1.422 | -1.4668 | -1.5132 | -1.5612 | -1.6109 | -1.6624 | -1.7157 | -1.7709 | -1.828 | -1.8872 | -1.9484 | -2.0119 | -2.0776 | -2.1456 | -2.2161 | -2.2891 | -2.3647 | -2.443 | -2.5241 | -2.6081 | -2.6951 | -2.7853 | -2.8786 | -2.9754 | -3.0756 | -3.1794 | -3.2869 | -3.3984 | -3.5138 | -3.6332
| Safety | Non-Fatality risk | £m | -0.011731 | -0.012069 | -0.012419 | -0.012781 | -0.013155 | -0.013542 | -0.013942 | -0.014357 | -0.014785 | -0.015229 | -0.015687 | -0.016162 | -0.016653 | -0.017162 | -0.017688 | -0.018232 | -0.018796 | -0.019379 | -0.019983 | -0.020608 | -0.021254 | -0.021924 | -0.022617 | -0.023335 | -0.024078 | -0.024847 | -0.025644 | -0.026469 | -0.027323 | -0.028207 | -0.029123 | -0.030071 | -0.031053 | -0.03207 | -0.033123 | -0.034214 | -0.035344 | -0.036515 | -0.037727 | -0.038982 | -0.040283 | -0.04163 | -0.043026 | -0.044472 | -0.04597 | -0.047521 | -0.049129 | -0.050794 | -0.05252 | -0.054304
| Safety |  | £m
| Safety |  | £m
| Financial | NGN VF Financial Risk | £m | -10.7269 | -10.9194 | -11.1183 | -11.3236 | -11.5357 | -11.7548 | -11.9812 | -12.2151 | -12.4567 | -12.7064 | -12.9644 | -13.2311 | -13.5067 | -13.7916 | -14.0861 | -14.3905 | -14.7053 | -15.0308 | -15.3673 | -15.7153 | -16.0752 | -16.4473 | -16.8323 | -17.2305 | -17.6423 | -18.0684 | -18.5092 | -18.9652 | -19.437 | -19.9252 | -20.4303 | -20.953 | -21.494 | -22.0538 | -22.6332 | -23.2329 | -23.8535 | -24.496 | -25.1611 | -25.8496 | -26.5623 | -27.3001 | -28.0641 | -28.855 | -29.6739 | -30.5219 | -31.3999 | -32.3091 | -33.2506 | -34.2196
| Financial | NGN VF Customer Risk | £m | -0.55719 | -0.5625 | -0.56796 | -0.57357 | -0.57934 | -0.58529 | -0.5914 | -0.59769 | -0.60417 | -0.61083 | -0.6177 | -0.62477 | -0.63205 | -0.63956 | -0.64729 | -0.65525 | -0.66346 | -0.67192 | -0.68064 | -0.68964 | -0.69891 | -0.70847 | -0.71834 | -0.72851 | -0.73901 | -0.74984 | -0.76102 | -0.77256 | -0.78447 | -0.79676 | -0.80945 | -0.82255 | -0.83608 | -0.85005 | -0.86448 | -0.87939 | -0.89479 | -0.91069 | -0.92713 | -0.94411 | -0.96167 | -0.97981 | -0.99855 | -1.0179 | -1.038 | -1.0587 | -1.0801 | -1.1022 | -1.1251 | -1.1485
| Financial | NGN VF Compliance Risk | £m | -0.12727 | -0.13094 | -0.13473 | -0.13866 | -0.14272 | -0.14692 | -0.15126 | -0.15575 | -0.1604 | -0.16521 | -0.17019 | -0.17534 | -0.18067 | -0.18618 | -0.19189 | -0.1978 | -0.20391 | -0.21024 | -0.21679 | -0.22357 | -0.23058 | -0.23785 | -0.24537 | -0.25315 | -0.26121 | -0.26956 | -0.2782 | -0.28715 | -0.29641 | -0.306 | -0.31594 | -0.32622 | -0.33688 | -0.34791 | -0.35934 | -0.37117 | -0.38343 | -0.39612 | -0.40928 | -0.4229 | -0.43701 | -0.45162 | -0.46676 | -0.48245 | -0.49869 | -0.51553 | -0.53297 | -0.55103 | -0.56975 | -0.58911
| Other |  | £m
| Other |  | £m
Inputs
| Category | Description |  | 2027 | 2028 | 2029 | 2030 | 2031 | 2032 | 2033 | 2034 | 2035 | 2036 | 2037 | 2038 | 2039 | 2040 | 2041 | 2042 | 2043 | 2044 | 2045 | 2046 | 2047 | 2048 | 2049 | 2050 | 2051 | 2052 | 2053 | 2054 | 2055 | 2056 | 2057 | 2058 | 2059 | 2060 | 2061 | 2062 | 2063 | 2064 | 2065 | 2066 | 2067 | 2068 | 2069 | 2070 | 2071 | 2072 | 2073 | 2074 | 2075 | 2076
Non-financial benefits/costs - inputs | Environmental | Leakage | GWh | 51.358 | 51.9509 | 52.5528 | 53.1636 | 53.7838 | 54.4134 | 55.0527 | 55.7019 | 56.3612 | 57.031 | 57.7113 | 58.4025 | 59.1048 | 59.8185 | 60.5439 | 61.2812 | 62.0307 | 62.7928 | 63.5677 | 64.3558 | 65.1574 | 65.9728 | 66.8024 | 67.6466 | 68.5057 | 69.38 | 70.2701 | 71.1764 | 72.0992 | 73.0389 | 73.9962 | 74.9713 | 75.9649 | 76.9773 | 78.0092 | 79.0611 | 80.1335 | 81.2269 | 82.3421 | 83.4795 | 84.6399 | 85.8239 | 87.0321 | 88.2653 | 89.5242 | 90.8096 | 92.1221 | 93.4627 | 94.832 | 96.2215
Environmental
Environmental
| Safety | Fatality risk | Fatalities/yr | 0.035035 | 0.036046 | 0.03709 | 0.038171 | 0.039288 | 0.040444 | 0.04164 | 0.042878 | 0.044158 | 0.045482 | 0.046852 | 0.04827 | 0.049737 | 0.051255 | 0.052827 | 0.054453 | 0.056136 | 0.057878 | 0.059681 | 0.061547 | 0.063479 | 0.065479 | 0.067549 | 0.069692 | 0.071912 | 0.074209 | 0.076588 | 0.079051 | 0.081602 | 0.084243 | 0.086978 | 0.08981 | 0.092743 | 0.095781 | 0.098926 | 0.10218 | 0.10556 | 0.10905 | 0.11268 | 0.11643 | 0.12031 | 0.12433 | 0.1285 | 0.13282 | 0.13729 | 0.14193 | 0.14673 | 0.1517 | 0.15686 | 0.16218
| Safety | Non-Fatality risk | Non-fatal injuries/yr | 0.077857 | 0.080101 | 0.082423 | 0.084824 | 0.087307 | 0.089877 | 0.092534 | 0.095284 | 0.098128 | 0.10107 | 0.10412 | 0.10727 | 0.11053 | 0.1139 | 0.11739 | 0.12101 | 0.12475 | 0.12862 | 0.13262 | 0.13677 | 0.14106 | 0.14551 | 0.15011 | 0.15487 | 0.1598 | 0.16491 | 0.1702 | 0.17567 | 0.18134 | 0.18721 | 0.19328 | 0.19958 | 0.2061 | 0.21285 | 0.21984 | 0.22708 | 0.23458 | 0.24234 | 0.25039 | 0.25872 | 0.26735 | 0.2763 | 0.28556 | 0.29516 | 0.3051 | 0.3154 | 0.32606 | 0.33712 | 0.34857 | 0.36041
Safety
Safety
Other
Other
Other
Other
Other
Alternative carbon calculations |  |  |  | 2027 | 2028 | 2029 | 2030 | 2031 | 2032 | 2033 | 2034 | 2035 | 2036 | 2037 | 2038 | 2039 | 2040 | 2041 | 2042 | 2043 | 2044 | 2045 | 2046 | 2047 | 2048 | 2049 | 2050 | 2051 | 2052 | 2053 | 2054 | 2055 | 2056 | 2057 | 2058 | 2059 | 2060 | 2061 | 2062 | 2063 | 2064 | 2065 | 2066 | 2067 | 2068 | 2069 | 2070 | 2071 | 2072 | 2073 | 2074 | 2075 | 2076
Environmental costs - low CO2 cost | Environmental | Leakage | £m | -10.4739 | -10.7562 | -11.0465 | -11.3451 | -11.6522 | -11.9681 | -12.2931 | -12.6275 | -12.9716 | -13.3256 | -13.6899 | -14.0648 | -14.4507 | -14.8479 | -15.2534 | -15.6707 | -16.1004 | -16.5426 | -16.998 | -17.4668 | -17.9497 | -18.4469 | -18.9591 | -19.4866 | -20.0172 | -20.5619 | -21.1197 | -21.69 | -22.2725 | -22.8675 | -23.4765 | -24.0992 | -24.736 | -25.3873 | -26.0535 | -26.7352 | -27.4326 | -28.1463 | -28.8768 | -29.6245 | -30.3899 | -31.1736 | -31.9761 | -32.798 | -33.6398 | -34.5022 | -35.3858 | -36.2913 | -37.2192 | -38.1666
| Environmental |  | £m
| Environmental |  | £m
Environmental costs - high CO2 cost | Environmental | Leakage | £m | -31.4218 | -32.2686 | -33.1395 | -34.0352 | -34.9566 | -35.9044 | -36.8794 | -37.8825 | -38.9147 | -39.9767 | -41.0697 | -42.1945 | -43.3522 | -44.5438 | -45.7602 | -47.0122 | -48.3011 | -49.6279 | -50.9939 | -52.4005 | -53.849 | -55.3407 | -56.8772 | -58.4599 | -60.0517 | -61.6857 | -63.3591 | -65.0699 | -66.8174 | -68.6026 | -70.4294 | -72.2976 | -74.208 | -76.1618 | -78.1605 | -80.2055 | -82.2978 | -84.439 | -86.6304 | -88.8734 | -91.1698 | -93.5208 | -95.9284 | -98.394 | -100.9195 | -103.5067 | -106.1575 | -108.8738 | -111.6577 | -114.4998
| Environmental |  | £m
| Environmental |  | £m
Net Present Values
Discount factors and summary
|  |  |  | 2027 | 2028 | 2029 | 2030 | 2031 | 2032 | 2033 | 2034 | 2035 | 2036 | 2037 | 2038 | 2039 | 2040 | 2041 | 2042 | 2043 | 2044 | 2045 | 2046 | 2047 | 2048 | 2049 | 2050 | 2051 | 2052 | 2053 | 2054 | 2055 | 2056 | 2057 | 2058 | 2059 | 2060 | 2061 | 2062 | 2063 | 2064 | 2065 | 2066 | 2067 | 2068 | 2069 | 2070 | 2071 | 2072 | 2073 | 2074 | 2075 | 2076
Discount factors | Discount factor (Non-Safety) | =1/[(1+SRTP)^n] | % | 100% | 96.62% | 93.35% | 90.19% | 87.14% | 84.2% | 81.35% | 78.6% | 75.94% | 73.37% | 70.89% | 68.49% | 66.18% | 63.94% | 61.78% | 59.69% | 57.67% | 55.72% | 53.84% | 52.02% | 50.26% | 48.56% | 46.92% | 45.33% | 43.8% | 42.31% | 40.88% | 39.5% | 38.17% | 36.87% | 35.63% | 34.59% | 33.58% | 32.6% | 31.65% | 30.73% | 29.84% | 28.97% | 28.12% | 27.31% | 26.51% | 25.74% | 24.99% | 24.26% | 23.55% | 22.87% | 22.2% | 21.56% | 20.93% | 20.32%
| Discount factor (Safety) | =1/[(1+HDR)^n] | % | 100% | 98.52% | 97.07% | 95.63% | 94.22% | 92.83% | 91.45% | 90.1% | 88.77% | 87.46% | 86.17% | 84.89% | 83.64% | 82.4% | 81.18% | 79.99% | 78.8% | 77.64% | 76.49% | 75.36% | 74.25% | 73.15% | 72.07% | 71% | 69.95% | 68.92% | 67.9% | 66.9% | 65.91% | 64.94% | 63.98% | 63.16% | 62.36% | 61.57% | 60.79% | 60.02% | 59.25% | 58.5% | 57.76% | 57.03% | 56.3% | 55.59% | 54.88% | 54.18% | 53.5% | 52.82% | 52.15% | 51.48% | 50.83% | 50.19%
Summary of discounted costs/benefits | Capex |  | £m | 0 | 0 | 0 | 0 | 0 | 0 | 0 | 0 | 0 | 0 | 0 | 0 | 0 | 0 | 0 | 0 | 0 | 0 | 0 | 0 | 0 | 0 | 0 | 0 | 0 | 0 | 0 | 0 | 0 | 0 | 0 | 0 | 0 | 0 | 0 | 0 | 0 | 0 | 0 | 0 | 0 | 0 | 0 | 0 | 0 | 0 | 0 | 0 | 0 | 0
| Opex |  | £m | 0 | 0 | 0 | 0 | 0 | 0 | 0 | 0 | 0 | 0 | 0 | 0 | 0 | 0 | 0 | 0 | 0 | 0 | 0 | 0 | 0 | 0 | 0 | 0 | 0 | 0 | 0 | 0 | 0 | 0 | 0 | 0 | 0 | 0 | 0 | 0 | 0 | 0 | 0 | 0 | 0 | 0 | 0 | 0 | 0 | 0 | 0 | 0 | 0 | 0
| Pass through costs |  | £m | -3.5077 | -3.4282 | -3.3506 | -3.2749 | -3.2011 | -3.1291 | -3.0588 | -2.9902 | -2.9233 | -2.858 | -2.7943 | -2.7321 | -2.6715 | -2.6123 | -2.5546 | -2.4982 | -2.4433 | -2.3896 | -2.3373 | -2.2863 | -2.2365 | -2.1879 | -2.1405 | -2.0942 | -2.0491 | -2.0051 | -1.9621 | -1.9202 | -1.8794 | -1.8395 | -1.8006 | -1.7712 | -1.7424 | -1.7142 | -1.6865 | -1.6595 | -1.633 | -1.6071 | -1.5817 | -1.5568 | -1.5325 | -1.5087 | -1.4854 | -1.4625 | -1.4402 | -1.4183 | -1.3969 | -1.376 | -1.3555 | -1.3353
| Environmental - central CO2 cost |  | £m | -20.9147 | -20.8045 | -20.6182 | -20.4305 | -20.3095 | -20.1844 | -19.9906 | -19.8596 | -19.7253 | -19.5273 | -19.3885 | -19.247 | -19.1032 | -19.0127 | -18.8635 | -18.7126 | -18.5602 | -18.4571 | -18.301 | -18.1924 | -18.0334 | -17.9202 | -17.8045 | -17.6864 | -17.5563 | -17.4269 | -17.3002 | -17.1707 | -17.0392 | -16.9064 | -16.7734 | -16.7206 | -16.6659 | -16.6098 | -16.5525 | -16.494 | -16.4344 | -16.3739 | -16.3124 | -16.2502 | -16.1873 | -16.1237 | -16.0597 | -15.9952 | -15.9304 | -15.8653 | -15.8 | -15.7346 | -15.6692 | -15.6022
| Environmental - low CO2 cost |  | £m | -10.4739 | -10.3925 | -10.312 | -10.2326 | -10.1542 | -10.0768 | -10.0005 | -9.9251 | -9.8507 | -9.7774 | -9.705 | -9.6336 | -9.5632 | -9.4938 | -9.4233 | -9.3537 | -9.2852 | -9.2176 | -9.1511 | -9.0855 | -9.0209 | -8.9573 | -8.8947 | -8.833 | -8.7667 | -8.7007 | -8.6345 | -8.5678 | -8.5004 | -8.4324 | -8.3642 | -8.3359 | -8.307 | -8.2774 | -8.2472 | -8.2165 | -8.1853 | -8.1536 | -8.1216 | -8.0892 | -8.0565 | -8.0236 | -7.9904 | -7.9571 | -7.9236 | -7.89 | -7.8564 | -7.8227 | -7.7891 | -7.7547
| Environmental - high CO2 cost |  | £m | -31.4218 | -31.1774 | -30.9361 | -30.6978 | -30.4626 | -30.2305 | -30.0014 | -29.7753 | -29.5522 | -29.3322 | -29.1151 | -28.9009 | -28.6897 | -28.4815 | -28.2698 | -28.0612 | -27.8555 | -27.6528 | -27.4532 | -27.2564 | -27.0627 | -26.8719 | -26.684 | -26.499 | -26.3001 | -26.1021 | -25.9036 | -25.7034 | -25.5011 | -25.2971 | -25.0925 | -25.0078 | -24.921 | -24.8322 | -24.7416 | -24.6495 | -24.5558 | -24.4609 | -24.3647 | -24.2676 | -24.1695 | -24.0707 | -23.9712 | -23.8712 | -23.7708 | -23.6701 | -23.5692 | -23.4682 | -23.3673 | -23.2641
| Safety |  | £m | -0.79658 | -0.80743 | -0.81856 | -0.82995 | -0.84163 | -0.85359 | -0.86584 | -0.87839 | -0.89125 | -0.90441 | -0.91789 | -0.93169 | -0.94582 | -0.96029 | -0.9751 | -0.99026 | -1.0058 | -1.0217 | -1.0379 | -1.0546 | -1.0716 | -1.089 | -1.1068 | -1.1251 | -1.1438 | -1.1629 | -1.1824 | -1.2024 | -1.2228 | -1.2438 | -1.2652 | -1.2898 | -1.315 | -1.3408 | -1.3673 | -1.3944 | -1.4221 | -1.4506 | -1.4797 | -1.5095 | -1.5401 | -1.5714 | -1.6035 | -1.6363 | -1.6699 | -1.7044 | -1.7397 | -1.7758 | -1.8128 | -1.8506
| Financial |  | £m | -11.4114 | -11.2202 | -11.035 | -10.8557 | -10.682 | -10.5138 | -10.3509 | -10.1931 | -10.0404 | -9.8925 | -9.7493 | -9.6106 | -9.4763 | -9.3464 | -9.2206 | -9.0988 | -8.9809 | -8.8667 | -8.7563 | -8.6494 | -8.546 | -8.4459 | -8.349 | -8.2553 | -8.1646 | -8.0769 | -7.9921 | -7.9101 | -7.8307 | -7.754 | -7.6798 | -7.645 | -7.6122 | -7.5811 | -7.5519 | -7.5245 | -7.4988 | -7.4747 | -7.4524 | -7.4317 | -7.4126 | -7.395 | -7.379 | -7.3645 | -7.3514 | -7.3398 | -7.3296 | -7.3207 | -7.3133 | -7.3058
| Other |  | £m | 0 | 0 | 0 | 0 | 0 | 0 | 0 | 0 | 0 | 0 | 0 | 0 | 0 | 0 | 0 | 0 | 0 | 0 | 0 | 0 | 0 | 0 | 0 | 0 | 0 | 0 | 0 | 0 | 0 | 0 | 0 | 0 | 0 | 0 | 0 | 0 | 0 | 0 | 0 | 0 | 0 | 0 | 0 | 0 | 0 | 0 | 0 | 0 | 0 | 0
Annual Total | Total - central carbon cost |  | £m | -36.6304 | -36.2603 | -35.8224 | -35.391 | -35.0342 | -34.6808 | -34.266 | -33.9213 | -33.5802 | -33.1821 | -32.8499 | -32.5214 | -32.1969 | -31.9316 | -31.6137 | -31.2999 | -30.9901 | -30.7352 | -30.4326 | -30.1827 | -29.8875 | -29.643 | -29.4008 | -29.161 | -28.9138 | -28.6718 | -28.4368 | -28.2034 | -27.9721 | -27.7437 | -27.519 | -27.4265 | -27.3354 | -27.2459 | -27.1582 | -27.0723 | -26.9883 | -26.9062 | -26.8262 | -26.7482 | -26.6724 | -26.5988 | -26.5275 | -26.4585 | -26.3919 | -26.3278 | -26.2662 | -26.2071 | -26.1507 | -26.0938
| Total - low carbon cost |  | £m | -26.1895 | -25.8482 | -25.5162 | -25.1931 | -24.8789 | -24.5732 | -24.2759 | -23.9868 | -23.7056 | -23.4322 | -23.1664 | -22.908 | -22.6569 | -22.4128 | -22.1735 | -21.941 | -21.7151 | -21.4957 | -21.2826 | -21.0757 | -20.8749 | -20.6801 | -20.491 | -20.3076 | -20.1242 | -19.9456 | -19.7712 | -19.6005 | -19.4333 | -19.2696 | -19.1097 | -19.0419 | -18.9765 | -18.9135 | -18.8529 | -18.7948 | -18.7392 | -18.686 | -18.6354 | -18.5873 | -18.5417 | -18.4987 | -18.4582 | -18.4203 | -18.3851 | -18.3525 | -18.3225 | -18.2952 | -18.2706 | -18.2464
| Total - high carbon cost |  | £m | -47.1374 | -46.6331 | -46.1402 | -45.6584 | -45.1873 | -44.7269 | -44.2769 | -43.837 | -43.4071 | -42.987 | -42.5765 | -42.1753 | -41.7834 | -41.4004 | -41.02 | -40.6484 | -40.2854 | -39.9309 | -39.5847 | -39.2467 | -38.9167 | -38.5946 | -38.2803 | -37.9736 | -37.6576 | -37.347 | -37.0402 | -36.7361 | -36.4341 | -36.1343 | -35.838 | -35.7138 | -35.5905 | -35.4683 | -35.3473 | -35.2278 | -35.1097 | -34.9933 | -34.8785 | -34.7656 | -34.6547 | -34.5458 | -34.439 | -34.3345 | -34.2323 | -34.1325 | -34.0353 | -33.9407 | -33.8488 | -33.7558
Net Present Value | NPV - central carbon cost |  | £m | -36.6304 | -72.8906 | -108.713 | -144.1041 | -179.1383 | -213.8191 | -248.0851 | -282.0064 | -315.5865 | -348.7687 | -381.6185 | -414.1399 | -446.3368 | -478.2684 | -509.8822 | -541.182 | -572.1721 | -602.9073 | -633.3398 | -663.5225 | -693.41 | -723.053 | -752.4538 | -781.6148 | -810.5285 | -839.2003 | -867.6371 | -895.8406 | -923.8127 | -951.5564 | -979.0754 | -1006.5019 | -1033.8373 | -1061.0832 | -1088.2413 | -1115.3137 | -1142.302 | -1169.2082 | -1196.0344 | -1222.7827 | -1249.4551 | -1276.0539 | -1302.5814 | -1329.04 | -1355.4319 | -1381.7597 | -1408.0259 | -1434.233 | -1460.3837 | -1486.4775
| NPV - low carbon cost |  | £m | -26.1895 | -52.0378 | -77.554 | -102.7471 | -127.626 | -152.1993 | -176.4752 | -200.462 | -224.1676 | -247.5998 | -270.7663 | -293.6743 | -316.3312 | -338.7439 | -360.9174 | -382.8584 | -404.5734 | -426.0691 | -447.3517 | -468.4274 | -489.3023 | -509.9824 | -530.4734 | -550.781 | -570.9052 | -590.8508 | -610.622 | -630.2225 | -649.6558 | -668.9254 | -688.0351 | -707.077 | -726.0535 | -744.967 | -763.8199 | -782.6147 | -801.3539 | -820.0399 | -838.6753 | -857.2626 | -875.8042 | -894.3029 | -912.7611 | -931.1814 | -949.5665 | -967.919 | -986.2416 | -1004.5368 | -1022.8074 | -1041.0538
| NPV - high carbon cost |  | £m | -47.1374 | -93.7705 | -139.9108 | -185.5691 | -230.7564 | -275.4833 | -319.7602 | -363.5972 | -407.0044 | -449.9914 | -492.5678 | -534.7431 | -576.5265 | -617.9269 | -658.947 | -699.5954 | -739.8808 | -779.8117 | -819.3964 | -858.643 | -897.5597 | -936.1544 | -974.4347 | -1012.4083 | -1050.0659 | -1087.4129 | -1124.4531 | -1161.1892 | -1197.6233 | -1233.7576 | -1269.5957 | -1305.3095 | -1340.9 | -1376.3682 | -1411.7156 | -1446.9433 | -1482.0531 | -1517.0463 | -1551.9249 | -1586.6905 | -1621.3452 | -1655.891 | -1690.33 | -1724.6645 | -1758.8968 | -1793.0293 | -1827.0646 | -1861.0053 | -1894.8541 | -1928.6099
|  |  |  | 2027 | 2028 | 2029 | 2030 | 2031 | 2032 | 2033 | 2034 | 2035 | 2036 | 2037 | 2038 | 2039 | 2040 | 2041 | 2042 | 2043 | 2044 | 2045 | 2046 | 2047 | 2048 | 2049 | 2050 | 2051 | 2052 | 2053 | 2054 | 2055 | 2056 | 2057 | 2058 | 2059 | 2060 | 2061 | 2062 | 2063 | 2064 | 2065 | 2066 | 2067 | 2068 | 2069 | 2070 | 2071 | 2072 | 2073 | 2074 | 2075 | 2076
| Monetised risk - memo line |  | £m | 2027: Memo line has been completed at the top level - see A22.m RIIO-GD3 Investment Decision Pack - Non Mandatory Repex Aggregate CBA
Note on B10: Ofgem: Enter as year (eg 2027)
Note on C158: Duncan Innes:GT/GD
Note on C161: Duncan Innes: All sectors
Note on C162: Duncan Innes: All sectors
Note on B209: Ofgem: This line records the total monetised risk of the modelled scenario. It acts as a cross-reference between the CBA and NARM BPDTs and should not directly link to any formulas in the CBA analysis above.

## Baseline Workings
Additional cost/benefit explanations
Please provide a short explanation of any additional cost/benefit lines that have been completed in addition to the pre-populated ones. This should include both a description of the nature of the cost/benefit, and an explanation of how the value was calculated, citing appropriate sources (eg for relevant global warming potentials). If an explanation has been provided within the EJP, then simply provide a reference to the relevant page number.
NGN VF Financial Risk, NGN VF Customer Risk, NGN VF Compliance Risk populated from our decision support tool outputs as per NGN's Value Framework and consistent with NARM.
Long term cost/benefit assumptions
Please briefly summarise the assumptions you have used to calculate long-term (ie beyond the duration of the RIIO3 price control) costs and other inputs (eg "Opex assumed to increase at 1%/year based on historic trends"). In most cases we would expect these to be the same across the baseline and different options, but where this is not the case additional tabs can be completed as necessary. If detailed descriptions are required (eg to explain assumptions around whole life costs of assets) these should be included as part of the EJP
Capex | Not modelled in beyond RIIO-GD4 as proposals cover RIIO-GD3 only.
Opex | As per NARM modelling assumptions from our Decision Support Tool - see Ofgem CBA Template Assumptions in section 8 of EJP.
Leakage | Modelled as per NARM metholdogy from our decision support tool.
Fatality risk | Modelled as per NARM metholdogy from our decision support tool.
Non-Fatality risk | Modelled as per NARM metholdogy from our decision support tool.
Cost cross-referencing
If there is any explanation required on how the cost data set out in the EJP totals to the lines in the CBA, please provide it here.
Costs in CBA reflected in sections 8 and 9 of EJP.

## Option_1
Summary | [7 empty] | Text Descriptions
[8 empty] | Option Description - this should allow us to quickly recognise the option being assessed (based on descriptions in the EJP and other documents) and distinguish it both from other investment areas and from other options. If appropriate, please provide sitemaps, photos or any other documents that will help with this identification (likely to be relevant for major projects rather than asset classes) | [6 empty] | Stakeholder Support Summary - please provide a synopsis which details the feedback from stakeholder group(s)
Option Name | >2ST Non-Mandatory Repex Preferred |  |  | Date Undertaken: | 2024-12-06
Scheme Reference ID | A22.m.NGN | [6 empty] | As a result of combined work we have conducted with other GDNs via DNV, Steel is as an increasing risk to the network. However, from our own internal analysis, we have identified that our continued programme of >2” Steel replacement In RIIO-GD2 has kept our leaks per km on this mains type at acceptable levels. However, we need to continue this into RIIO-GD3 to counter the continuing ageing and deterioration of these assets. With the remaining population we target those pipes which leak the most and pose the highest risk in year to optimise our programme and keep risk and leaks under control. We have therefore concluded that the appropriate level of elective > 2” steel replacement through RIIO-GD3 should continue at circa. 28km / year. | [6 empty] | The different priorities between national, local and customer stakeholders highlights tensions between short- and long-term goals and the dynamics NGN must manage throughout RIIO-GD3. Customers (especially older, low income, and digitally excluded customers) value energy affordability above all other priorities. Conversely, future customers prioritise helping the region to meet climate change targets (and not leaving anyone behind). Local stakeholders generally share this long-term view; Furthermore, national groups say they will judge our performance by how resilient the business is. As customers are satisfied with the performance and availability of our services, they prefer us to maintain service levels at levels similar to today and asked for us to reduce future risk with targeted investments to enhance removal, reduction, resistance and recovery strategies. To balance stakeholders' priorities, we will maintain our position as the most efficient gas distribution operator, while investing in delivering continuous performance improvement. We will achieve this through targeted investment in low-regret innovation, enhanced stakeholder engagement, whole systems collaboration, data and digitalisation. Our rigorous engagement programme has helped us balance the clear need for greater regional support and investment, with the evident tension around the increased cost of living and ongoing affordability concerns.
Expenditure Type | Repex |  |  | Authorised By: | Dean Pearson
Preferred Option (Y/N) | Y
Spend Area (Please include relevant RRP/BPDT Table Reference) | CV6.05, CV6.08
First year of expenditure outflow | 2027
Payback position at year | Central CO2 Cost - PV of costs & benefits (£m) | Central CO2 Cost - NPV relative to baseline (£m) | Low CO2 cost - PV of costs & benefits (£m) | Low CO2 cost - NPV relative to baseline (£m) | High CO2 cost - PV of costs & benefits (£m) | High CO2 cost - NPV relative to baseline (£m)
2035 | -314.443 | 1.1436 | -231.2008 | -7.0331 | -397.6937 | 9.3107
2040 | -467.7892 | 10.4792 | -342.9907 | -4.2467 | -592.7129 | 25.214
2045 | -608.4959 | 24.8439 | -443.5896 | 3.7621 | -773.4707 | 45.9256
2050 | -739.3019 | 42.3128 | -535.7164 | 15.0646 | -942.8623 | 69.546
2060 | -982.2688 | 78.8144 | -705.2295 | 39.7375 | -1258.6019 | 117.7664
2070 | -1214.5122 | 114.5277 | -867.2206 | 63.9609 | -1559.8921 | 164.7724
Capitalisation rate | 100% | [6 empty] | Engineering Justification Summary - please provide a synopsis & share the document which articulates the full detailed explanation | [6 empty] | Company View - please provide a synopsis which details your view of how beneficial this option is.
[8 empty] | NGN’s pipe distribution network < 7 bar consists of over 36,000km of mains and over 2.5 million services providing gas to domestic, commercial and industrial consumers. Of the total distribution mains in the network, approximately 33,000km are non-mandatory (with the remaining population being mandatory). This Engineering Justification Paper (EJP) and accompanying CBA sets out the interventions that we plan to undertake on Non-Mandatory REPEX investments planned for completion during RIIO-GD3. The investments outlined in the paper are aimed at addressing issues with the distribution pipelines and associated services that fall outside of IMRRP (Iron Mains Risk Reduction Programme) mandated by the Health and Safety Executive (HSE) and described in the A22.l Mandatory REPEX Engineering Justification Paper. Interventions in this area are asset health driven, with a key focus on customer safety and minimising leaks and the risks associated with them. It is imperative that mains and services remain in good condition in order to ensure gas continues to flow through our network in a safe and reliable manner. Our decision-making process for these investments involves a balance of the costs, future benefits, and the potential negative consequences of not proceeding with the non-mandatory mains replacement programme. The targeted investment areas include iron mains in the Tier 2B (T2B) and Tier 3 (T3) categories, those over 30m away from the nearest property (>30m Iron), greater than 2-inch steel (>2ST) and PE mains as well as mains diversions along with the associated services within each category. The drivers behind the investment proposals range from customer demand and compliance (diversions) to asset health, environmental and safety considerations (T2B/T3/>2ST). Each investment area has been carefully selected based on a systematic asset management decision-making process, incorporating risk analysis, value assessment, and trade-offs between different intervention and management options; as well as considering deliverability. This CBA focuses on Tier 2b. A22.m RIIO-GD3 Investment Decision Pack - Non Mandatory Repex EJP. | [6 empty] | Our view is that this represents an appropriate balance between managing the current and future performance of the asset group whilst not overinvesting and unnecessarily increasing customers bills. CBA analysis shows that this has a payback period of approximately 8 years. This option (for all non mandatory classes) has been assessed to reduce risk levels to 4% below start of RIIO-GD3 levels. Out of all of our options this presented the best balance of cost expenditure to risk management of this asset class, which is in line with our customers'expectations that we maintain a safe and resilient network whilst minimising impact on bills. For this reason, this option was selected as our Preferred option.
Expenditure Profile - Summary
| 2027 | 2028 | 2029 | 2030 | 2031 | Post RIIO3
| (£m) | (£m) | (£m) | (£m) | (£m) | (£m)
Capitalised costs | -7.7629 | -8.2405 | -8.7849 | -9.3373 | -9.8298 | 0
Non-capitalised costs | -3.5077 | -3.4523 | -3.3953 | -3.3364 | -3.2756 | -192.1079
| Asset Class | Unit | Comments
Output | >2 inch Steel replacement | 139.5 | In km - see A22.m RIIO-GD3 Investment Decision Pack - Non Mandatory Repex EJP.
Financial Costs
[47 empty] | 0.096618 | 0.09662%
Inputs
|  |  |  | RIIO3 |  |  |  |  | RIIO4 |  |  |  |  | RIIO5 |  |  |  |  | RIIO6 |  |  |  |  | RIIO7 |  |  |  |  | RIIO8 |  |  |  |  | RIIO9 |  |  |  |  | RIIO10 |  |  |  |  | RIIO11 |  |  |  |  | RIIO12
|  |  |  | 1 | 2 | 3 | 4 | 5 | 6 | 7 | 8 | 9 | 10 | 11 | 12 | 13 | 14 | 15 | 16 | 17 | 18 | 19 | 20 | 21 | 22 | 23 | 24 | 25 | 26 | 27 | 28 | 29 | 30 | 31 | 32 | 33 | 34 | 35 | 36 | 37 | 38 | 39 | 40 | 41 | 42 | 43 | 44 | 45 | 46 | 47 | 48 | 49 | 50
| Asset Class | Intervention type |  | 2027 | 2028 | 2029 | 2030 | 2031 | 2032 | 2033 | 2034 | 2035 | 2036 | 2037 | 2038 | 2039 | 2040 | 2041 | 2042 | 2043 | 2044 | 2045 | 2046 | 2047 | 2048 | 2049 | 2050 | 2051 | 2052 | 2053 | 2054 | 2055 | 2056 | 2057 | 2058 | 2059 | 2060 | 2061 | 2062 | 2063 | 2064 | 2065 | 2066 | 2067 | 2068 | 2069 | 2070 | 2071 | 2072 | 2073 | 2074 | 2075 | 2076
Capex/Repex | Mains - Steel mains - 4"-8" | Replacement | £m | RIIO3 1 2027: -2.3549; RIIO3 2 2028: -2.4894; RIIO3 3 2029: -2.6433; RIIO3 4 2030: -2.7997; RIIO3 5 2031: -2.9378
| Mains - Steel mains - 9"- <18" | Replacement | £m | RIIO3 1 2027: -2.3549; RIIO3 2 2028: -2.4894; RIIO3 3 2029: -2.6433; RIIO3 4 2030: -2.7997; RIIO3 5 2031: -2.9378
| Mains - Steel mains - 18"+ | Replacement | £m | RIIO3 1 2027: -2.3549; RIIO3 2 2028: -2.4894; RIIO3 3 2029: -2.6433; RIIO3 4 2030: -2.7997; RIIO3 5 2031: -2.9378
| Services | Replacement | £m | RIIO3 1 2027: -0.69813; RIIO3 2 2028: -0.77226; RIIO3 3 2029: -0.85506; RIIO3 4 2030: -0.93807; RIIO3 5 2031: -1.0163
£m
£m
£m
£m
£m
£m
| Total Capex | (1) | £m | -7.7629 | -8.2405 | -8.7849 | -9.3373 | -9.8298 | 0 | 0 | 0 | 0 | 0 | 0 | 0 | 0 | 0 | 0 | 0 | 0 | 0 | 0 | 0 | 0 | 0 | 0 | 0 | 0 | 0 | 0 | 0 | 0 | 0 | 0 | 0 | 0 | 0 | 0 | 0 | 0 | 0 | 0 | 0 | 0 | 0 | 0 | 0 | 0 | 0 | 0 | 0 | 0 | 0
Associated direct opex |  |  | £m
£m
£m
£m
£m
| Total Opex |  | £m | 0 | 0 | 0 | 0 | 0 | 0 | 0 | 0 | 0 | 0 | 0 | 0 | 0 | 0 | 0 | 0 | 0 | 0 | 0 | 0 | 0 | 0 | 0 | 0 | 0 | 0 | 0 | 0 | 0 | 0 | 0 | 0 | 0 | 0 | 0 | 0 | 0 | 0 | 0 | 0 | 0 | 0 | 0 | 0 | 0 | 0 | 0 | 0 | 0 | 0
Pass through costs | Leakage |  | £m | -3.5077 | -3.4523 | -3.3953 | -3.3364 | -3.2756 | -3.213 | -3.2503 | -3.2882 | -3.3267 | -3.3658 | -3.4054 | -3.4457 | -3.4867 | -3.5283 | -3.5705 | -3.6134 | -3.6571 | -3.7014 | -3.7465 | -3.7923 | -3.8389 | -3.8863 | -3.9344 | -3.9835 | -4.0333 | -4.0841 | -4.1357 | -4.1882 | -4.2417 | -4.2961 | -4.3516 | -4.408 | -4.4655 | -4.524 | -4.5837 | -4.6445 | -4.7064 | -4.7696 | -4.8339 | -4.8995 | -4.9665 | -5.0347 | -5.1043 | -5.1753 | -5.2478 | -5.3218 | -5.3973 | -5.4743 | -5.553 | -5.6328
£m
| Total Pass Through Costs |  | £m | -3.5077 | -3.4523 | -3.3953 | -3.3364 | -3.2756 | -3.213 | -3.2503 | -3.2882 | -3.3267 | -3.3658 | -3.4054 | -3.4457 | -3.4867 | -3.5283 | -3.5705 | -3.6134 | -3.6571 | -3.7014 | -3.7465 | -3.7923 | -3.8389 | -3.8863 | -3.9344 | -3.9835 | -4.0333 | -4.0841 | -4.1357 | -4.1882 | -4.2417 | -4.2961 | -4.3516 | -4.408 | -4.4655 | -4.524 | -4.5837 | -4.6445 | -4.7064 | -4.7696 | -4.8339 | -4.8995 | -4.9665 | -5.0347 | -5.1043 | -5.1753 | -5.2478 | -5.3218 | -5.3973 | -5.4743 | -5.553 | -5.6328
Annual cost calculations |  |  |  | 2027 | 2028 | 2029 | 2030 | 2031 | 2032 | 2033 | 2034 | 2035 | 2036 | 2037 | 2038 | 2039 | 2040 | 2041 | 2042 | 2043 | 2044 | 2045 | 2046 | 2047 | 2048 | 2049 | 2050 | 2051 | 2052 | 2053 | 2054 | 2055 | 2056 | 2057 | 2058 | 2059 | 2060 | 2061 | 2062 | 2063 | 2064 | 2065 | 2066 | 2067 | 2068 | 2069 | 2070 | 2071 | 2072 | 2073 | 2074 | 2075 | 2076
| Capitalisation rates | (2) | % | 100% | 100% | 100% | 100% | 100% | 100% | 100% | 100% | 100% | 100% | 100% | 100% | 100% | 100% | 100% | 100% | 100% | 100% | 100% | 100% | 100% | 100% | 100% | 0% | 0% | 0% | 0% | 0% | 0% | 0% | 0% | 0% | 0% | 0% | 0% | 0% | 0% | 0% | 0% | 0% | 0% | 0% | 0% | 0% | 0% | 0% | 0% | 0% | 0% | 0%
| Capitalised investment | (3)=(1)x(2) | £m | -7.7629 | -8.2405 | -8.7849 | -9.3373 | -9.8298 | 0 | 0 | 0 | 0 | 0 | 0 | 0 | 0 | 0 | 0 | 0 | 0 | 0 | 0 | 0 | 0 | 0 | 0 | 0 | 0 | 0 | 0 | 0 | 0 | 0 | 0 | 0 | 0 | 0 | 0 | 0 | 0 | 0 | 0 | 0 | 0 | 0 | 0 | 0 | 0 | 0 | 0 | 0 | 0 | 0
| Investment to be expensed | (4)=(1)-(3) | £m | 0 | 0 | 0 | 0 | 0 | 0 | 0 | 0 | 0 | 0 | 0 | 0 | 0 | 0 | 0 | 0 | 0 | 0 | 0 | 0 | 0 | 0 | 0 | 0 | 0 | 0 | 0 | 0 | 0 | 0 | 0 | 0 | 0 | 0 | 0 | 0 | 0 | 0 | 0 | 0 | 0 | 0 | 0 | 0 | 0 | 0 | 0 | 0 | 0 | 0
| 2027 Depreciation | (5)2027=(3)2027*Dep_ratet | £m |  | -0.64691 | -0.61878 | -0.59066 | -0.56253 | -0.5344 | -0.50628 | -0.47815 | -0.45003 | -0.4219 | -0.39377 | -0.36565 | -0.33752 | -0.30939 | -0.28127 | -0.25314 | -0.22501 | -0.19689 | -0.16876 | -0.14063 | -0.11251 | -0.08438 | -0.056253 | -0.028127 | 0 | 0 | 0 | 0 | 0 | 0 | 0 | 0 | 0 | 0 | 0 | 0 | 0 | 0 | 0 | 0 | 0 | 0 | 0 | 0 | 0 | 0 | 0 | 0 | 0 | 0
| 2028 Depreciation | (5)2028=(3)2028*Dep_ratet | £m |  |  | -0.71656 | -0.68399 | -0.65142 | -0.61885 | -0.58628 | -0.55371 | -0.52114 | -0.48857 | -0.456 | -0.42342 | -0.39085 | -0.35828 | -0.32571 | -0.29314 | -0.26057 | -0.228 | -0.19543 | -0.16286 | -0.13028 | -0.097713 | -0.065142 | -0.032571 | 0 | 0 | 0 | 0 | 0 | 0 | 0 | 0 | 0 | 0 | 0 | 0 | 0 | 0 | 0 | 0 | 0 | 0 | 0 | 0 | 0 | 0 | 0 | 0 | 0 | 0
| 2029 Depreciation | (5)2029=(3)2029*Dep_ratet | £m |  |  |  | -0.79863 | -0.7606 | -0.72257 | -0.68454 | -0.64651 | -0.60848 | -0.57045 | -0.53242 | -0.49439 | -0.45636 | -0.41833 | -0.3803 | -0.34227 | -0.30424 | -0.26621 | -0.22818 | -0.19015 | -0.15212 | -0.11409 | -0.07606 | -0.03803 | 0 | 0 | 0 | 0 | 0 | 0 | 0 | 0 | 0 | 0 | 0 | 0 | 0 | 0 | 0 | 0 | 0 | 0 | 0 | 0 | 0 | 0 | 0 | 0 | 0 | 0
| 2030 Depreciation | (5)2030=(3)2030*Dep_ratet | £m |  |  |  |  | -0.88926 | -0.8448 | -0.80034 | -0.75587 | -0.71141 | -0.66695 | -0.62249 | -0.57802 | -0.53356 | -0.4891 | -0.44463 | -0.40017 | -0.35571 | -0.31124 | -0.26678 | -0.22232 | -0.17785 | -0.13339 | -0.088926 | -0.044463 | 0 | 0 | 0 | 0 | 0 | 0 | 0 | 0 | 0 | 0 | 0 | 0 | 0 | 0 | 0 | 0 | 0 | 0 | 0 | 0 | 0 | 0 | 0 | 0 | 0 | 0
| 2031 Depreciation | (5)2031=(3)2031*Dep_ratet | £m | [5 empty] | -0.98298 | -0.93124 | -0.8795 | -0.82777 | -0.77603 | -0.7243 | -0.67256 | -0.62083 | -0.56909 | -0.51736 | -0.46562 | -0.41388 | -0.36215 | -0.31041 | -0.25868 | -0.20694 | -0.15521 | -0.10347 | -0.051736 | 0 | 0 | 0 | 0 | 0 | 0 | 0 | 0 | 0 | 0 | 0 | 0 | 0 | 0 | 0 | 0 | 0 | 0 | 0 | 0 | 0 | 0 | 0 | 0 | 0 | 0
| 2032 Depreciation | (5)2032=(3)2032*Dep_ratet | £m | [6 empty] | 0 | 0 | 0 | 0 | 0 | 0 | 0 | 0 | 0 | 0 | 0 | 0 | 0 | 0 | 0 | 0 | 0 | 0 | 0 | 0 | 0 | 0 | 0 | 0 | 0 | 0 | 0 | 0 | 0 | 0 | 0 | 0 | 0 | 0 | 0 | 0 | 0 | 0 | 0 | 0 | 0 | 0 | 0 | 0
| 2033 Depreciation | (5)2033=(3)2033*Dep_ratet | £m | [7 empty] | 0 | 0 | 0 | 0 | 0 | 0 | 0 | 0 | 0 | 0 | 0 | 0 | 0 | 0 | 0 | 0 | 0 | 0 | 0 | 0 | 0 | 0 | 0 | 0 | 0 | 0 | 0 | 0 | 0 | 0 | 0 | 0 | 0 | 0 | 0 | 0 | 0 | 0 | 0 | 0 | 0 | 0 | 0
| 2034 Depreciation | (5)2034=(3)2034*Dep_ratet | £m | [8 empty] | 0 | 0 | 0 | 0 | 0 | 0 | 0 | 0 | 0 | 0 | 0 | 0 | 0 | 0 | 0 | 0 | 0 | 0 | 0 | 0 | 0 | 0 | 0 | 0 | 0 | 0 | 0 | 0 | 0 | 0 | 0 | 0 | 0 | 0 | 0 | 0 | 0 | 0 | 0 | 0 | 0 | 0
| 2035 Depreciation | (5)2035=(3)2035*Dep_ratet | £m | [9 empty] | 0 | 0 | 0 | 0 | 0 | 0 | 0 | 0 | 0 | 0 | 0 | 0 | 0 | 0 | 0 | 0 | 0 | 0 | 0 | 0 | 0 | 0 | 0 | 0 | 0 | 0 | 0 | 0 | 0 | 0 | 0 | 0 | 0 | 0 | 0 | 0 | 0 | 0 | 0 | 0 | 0
| 2036 Depreciation | (5)2036=(3)2036*Dep_ratet | £m | [10 empty] | 0 | 0 | 0 | 0 | 0 | 0 | 0 | 0 | 0 | 0 | 0 | 0 | 0 | 0 | 0 | 0 | 0 | 0 | 0 | 0 | 0 | 0 | 0 | 0 | 0 | 0 | 0 | 0 | 0 | 0 | 0 | 0 | 0 | 0 | 0 | 0 | 0 | 0 | 0 | 0
| 2037 Depreciation | (5)2037=(3)2037*Dep_ratet | £m | [11 empty] | 0 | 0 | 0 | 0 | 0 | 0 | 0 | 0 | 0 | 0 | 0 | 0 | 0 | 0 | 0 | 0 | 0 | 0 | 0 | 0 | 0 | 0 | 0 | 0 | 0 | 0 | 0 | 0 | 0 | 0 | 0 | 0 | 0 | 0 | 0 | 0 | 0 | 0 | 0
| 2038 Depreciation | (5)2038=(3)2038*Dep_ratet | £m | [12 empty] | 0 | 0 | 0 | 0 | 0 | 0 | 0 | 0 | 0 | 0 | 0 | 0 | 0 | 0 | 0 | 0 | 0 | 0 | 0 | 0 | 0 | 0 | 0 | 0 | 0 | 0 | 0 | 0 | 0 | 0 | 0 | 0 | 0 | 0 | 0 | 0 | 0 | 0
| 2039 Depreciation | (5)2039=(3)2039*Dep_ratet | £m | [13 empty] | 0 | 0 | 0 | 0 | 0 | 0 | 0 | 0 | 0 | 0 | 0 | 0 | 0 | 0 | 0 | 0 | 0 | 0 | 0 | 0 | 0 | 0 | 0 | 0 | 0 | 0 | 0 | 0 | 0 | 0 | 0 | 0 | 0 | 0 | 0 | 0 | 0
| 2040 Depreciation | (5)2040=(3)2040*Dep_ratet | £m | [14 empty] | 0 | 0 | 0 | 0 | 0 | 0 | 0 | 0 | 0 | 0 | 0 | 0 | 0 | 0 | 0 | 0 | 0 | 0 | 0 | 0 | 0 | 0 | 0 | 0 | 0 | 0 | 0 | 0 | 0 | 0 | 0 | 0 | 0 | 0 | 0 | 0
| 2041 Depreciation | (5)2041=(3)2041*Dep_ratet | £m | [15 empty] | 0 | 0 | 0 | 0 | 0 | 0 | 0 | 0 | 0 | 0 | 0 | 0 | 0 | 0 | 0 | 0 | 0 | 0 | 0 | 0 | 0 | 0 | 0 | 0 | 0 | 0 | 0 | 0 | 0 | 0 | 0 | 0 | 0 | 0 | 0
| 2042 Depreciation | (5)2042=(3)2042*Dep_ratet | £m | [16 empty] | 0 | 0 | 0 | 0 | 0 | 0 | 0 | 0 | 0 | 0 | 0 | 0 | 0 | 0 | 0 | 0 | 0 | 0 | 0 | 0 | 0 | 0 | 0 | 0 | 0 | 0 | 0 | 0 | 0 | 0 | 0 | 0 | 0 | 0
| 2043 Depreciation | (5)2043=(3)2043*Dep_ratet | £m | [17 empty] | 0 | 0 | 0 | 0 | 0 | 0 | 0 | 0 | 0 | 0 | 0 | 0 | 0 | 0 | 0 | 0 | 0 | 0 | 0 | 0 | 0 | 0 | 0 | 0 | 0 | 0 | 0 | 0 | 0 | 0 | 0 | 0 | 0
| 2044 Depreciation | (5)2044=(3)2044*Dep_ratet | £m | [18 empty] | 0 | 0 | 0 | 0 | 0 | 0 | 0 | 0 | 0 | 0 | 0 | 0 | 0 | 0 | 0 | 0 | 0 | 0 | 0 | 0 | 0 | 0 | 0 | 0 | 0 | 0 | 0 | 0 | 0 | 0 | 0 | 0
| 2045 Depreciation | (5)2045=(3)2045*Dep_ratet | £m | [19 empty] | 0 | 0 | 0 | 0 | 0 | 0 | 0 | 0 | 0 | 0 | 0 | 0 | 0 | 0 | 0 | 0 | 0 | 0 | 0 | 0 | 0 | 0 | 0 | 0 | 0 | 0 | 0 | 0 | 0 | 0 | 0
| 2046 Depreciation | (5)2046=(3)2046*Dep_ratet | £m | [20 empty] | 0 | 0 | 0 | 0 | 0 | 0 | 0 | 0 | 0 | 0 | 0 | 0 | 0 | 0 | 0 | 0 | 0 | 0 | 0 | 0 | 0 | 0 | 0 | 0 | 0 | 0 | 0 | 0 | 0 | 0
| 2047 Depreciation | (5)2047=(3)2047*Dep_ratet | £m | 2048: 0; 2049: 0; 2050: 0; 2051: 0; 2052: 0; 2053: 0; 2054: 0; 2055: 0; 2056: 0; 2057: 0; 2058: 0; 2059: 0; 2060: 0; 2061: 0; 2062: 0; 2063: 0; 2064: 0; 2065: 0; 2066: 0; 2067: 0; 2068: 0; 2069: 0; 2070: 0; 2071: 0; 2072: 0; 2073: 0; 2074: 0; 2075: 0; 2076: 0
| 2048 Depreciation | (5)2048=(3)2048*Dep_ratet | £m | 2049: 0; 2050: 0; 2051: 0; 2052: 0; 2053: 0; 2054: 0; 2055: 0; 2056: 0; 2057: 0; 2058: 0; 2059: 0; 2060: 0; 2061: 0; 2062: 0; 2063: 0; 2064: 0; 2065: 0; 2066: 0; 2067: 0; 2068: 0; 2069: 0; 2070: 0; 2071: 0; 2072: 0; 2073: 0; 2074: 0; 2075: 0; 2076: 0
| 2049 Depreciation | (5)2049=(3)2049*Dep_ratet | £m | 2050: 0; 2051: 0; 2052: 0; 2053: 0; 2054: 0; 2055: 0; 2056: 0; 2057: 0; 2058: 0; 2059: 0; 2060: 0; 2061: 0; 2062: 0; 2063: 0; 2064: 0; 2065: 0; 2066: 0; 2067: 0; 2068: 0; 2069: 0; 2070: 0; 2071: 0; 2072: 0; 2073: 0; 2074: 0; 2075: 0; 2076: 0
| 2050 Depreciation | (5)2050=(3)2050*Dep_ratet | £m
| 2051 Depreciation | (5)2051=(3)2051*Dep_ratet | £m
| 2052 Depreciation | (5)2052=(3)2052*Dep_ratet | £m
| 2053 Depreciation | (5)2053=(3)2053*Dep_ratet | £m
| 2054 Depreciation | (5)2054=(3)2054*Dep_ratet | £m
| 2055 Depreciation | (5)2055=(3)2055*Dep_ratet | £m
| 2056 Depreciation | (5)2056=(3)2056*Dep_ratet | £m
| 2057 Depreciation | (5)2057=(3)2057*Dep_ratet | £m
| 2058 Depreciation | (5)2058=(3)2058*Dep_ratet | £m
| 2059 Depreciation | (5)2059=(3)2059*Dep_ratet | £m
| 2060 Depreciation | (5)2060=(3)2060*Dep_ratet | £m
| 2061 Depreciation | (5)2061=(3)2061*Dep_ratet | £m
| 2062 Depreciation | (5)2062=(3)2062*Dep_ratet | £m
| 2063 Depreciation | (5)2063=(3)2063*Dep_ratet | £m
| 2064 Depreciation | (5)2064=(3)2064*Dep_ratet | £m
| 2065 Depreciation | (5)2065=(3)2065*Dep_ratet | £m
| 2066 Depreciation | (5)2066=(3)2066*Dep_ratet | £m
| 2067 Depreciation | (5)2067=(3)2067*Dep_ratet | £m
| 2068 Depreciation | (5)2068=(3)2068*Dep_ratet | £m
| 2069 Depreciation | (5)2069=(3)2069*Dep_ratet | £m
| 2070 Depreciation | (5)2070=(3)2070*Dep_ratet | £m
| Depreciation | (5)=∑(5)t | £m | 0 | -0.64691 | -1.3353 | -2.0733 | -2.8638 | -3.7036 | -3.5087 | -3.3138 | -3.1188 | -2.9239 | -2.729 | -2.534 | -2.3391 | -2.1442 | -1.9493 | -1.7543 | -1.5594 | -1.3645 | -1.1696 | -0.97463 | -0.77971 | -0.58478 | -0.38985 | -0.19493 | 0 | 0 | 0 | 0 | 0 | 0 | 0 | 0 | 0 | 0 | 0 | 0 | 0 | 0 | 0 | 0 | 0 | 0 | 0 | 0 | 0 | 0 | 0 | 0 | 0 | 0
| Opening RAV balance | (6op)t=(6cl)t-1 | £m | 0 | -7.7629 | -15.3565 | -22.8061 | -30.0701 | -37.036 | -33.3324 | -29.8238 | -26.51 | -23.3912 | -20.4673 | -17.7383 | -15.2043 | -12.8651 | -10.721 | -8.7717 | -7.0174 | -5.4579 | -4.0935 | -2.9239 | -1.9493 | -1.1696 | -0.58478 | -0.19493 | -7.0222e-15 | -7.0222e-15 | -7.0222e-15 | -7.0222e-15 | -7.0222e-15 | -7.0222e-15 | -7.0222e-15 | -7.0222e-15 | -7.0222e-15 | -7.0222e-15 | -7.0222e-15 | -7.0222e-15 | -7.0222e-15 | -7.0222e-15 | -7.0222e-15 | -7.0222e-15 | -7.0222e-15 | -7.0222e-15 | -7.0222e-15 | -7.0222e-15 | -7.0222e-15 | -7.0222e-15 | -7.0222e-15 | -7.0222e-15 | -7.0222e-15 | -7.0222e-15
| Discounted RAV balance | (6D)=(6cl)*(1/1+WACC)) | £m | -7.4701 | -14.7772 | -21.9458 | -28.9358 | -35.639 | -32.0751 | -28.6988 | -25.51 | -22.5088 | -19.6952 | -17.0692 | -14.6307 | -12.3799 | -10.3165 | -8.4408 | -6.7526 | -5.2521 | -3.939 | -2.8136 | -1.8757 | -1.1254 | -0.56272 | -0.18757 | -6.7573e-15 | -6.7573e-15 | -6.7573e-15 | -6.7573e-15 | -6.7573e-15 | -6.7573e-15 | -6.7573e-15 | -6.7573e-15 | -6.7573e-15 | -6.7573e-15 | -6.7573e-15 | -6.7573e-15 | -6.7573e-15 | -6.7573e-15 | -6.7573e-15 | -6.7573e-15 | -6.7573e-15 | -6.7573e-15 | -6.7573e-15 | -6.7573e-15 | -6.7573e-15 | -6.7573e-15 | -6.7573e-15 | -6.7573e-15 | -6.7573e-15 | -6.7573e-15 | -6.7573e-15
| Closing RAV balance | (6cl)=(3)-(5)+(6op) | £m | -7.7629 | -15.3565 | -22.8061 | -30.0701 | -37.036 | -33.3324 | -29.8238 | -26.51 | -23.3912 | -20.4673 | -17.7383 | -15.2043 | -12.8651 | -10.721 | -8.7717 | -7.0174 | -5.4579 | -4.0935 | -2.9239 | -1.9493 | -1.1696 | -0.58478 | -0.19493 | -7.0222e-15 | -7.0222e-15 | -7.0222e-15 | -7.0222e-15 | -7.0222e-15 | -7.0222e-15 | -7.0222e-15 | -7.0222e-15 | -7.0222e-15 | -7.0222e-15 | -7.0222e-15 | -7.0222e-15 | -7.0222e-15 | -7.0222e-15 | -7.0222e-15 | -7.0222e-15 | -7.0222e-15 | -7.0222e-15 | -7.0222e-15 | -7.0222e-15 | -7.0222e-15 | -7.0222e-15 | -7.0222e-15 | -7.0222e-15 | -7.0222e-15 | -7.0222e-15 | -7.0222e-15
| Cost of Capital | (6)=avg[(6D),(6op)]xWACC | £m | -0.14641 | -0.44179 | -0.73113 | -1.0141 | -1.2879 | -1.3546 | -1.2158 | -1.0845 | -0.96077 | -0.84449 | -0.73571 | -0.63443 | -0.54065 | -0.45436 | -0.37557 | -0.30428 | -0.24048 | -0.18418 | -0.13538 | -0.094073 | -0.060264 | -0.033953 | -0.015138 | -0.0038206 | -2.7008e-16 | -2.7008e-16 | -2.7008e-16 | -2.7008e-16 | -2.7008e-16 | -2.7008e-16 | -2.7008e-16 | -2.7008e-16 | -2.7008e-16 | -2.7008e-16 | -2.7008e-16 | -2.7008e-16 | -2.7008e-16 | -2.7008e-16 | -2.7008e-16 | -2.7008e-16 | -2.7008e-16 | -2.7008e-16 | -2.7008e-16 | -2.7008e-16 | -2.7008e-16 | -2.7008e-16 | -2.7008e-16 | -2.7008e-16 | -2.7008e-16 | -2.7008e-16
| Total Capitalised Costs | (7)=(5)+(6) | £m | -0.14641 | -1.0887 | -2.0665 | -3.0874 | -4.1517 | -5.0582 | -4.7245 | -4.3983 | -4.0796 | -3.7684 | -3.4647 | -3.1685 | -2.8798 | -2.5986 | -2.3248 | -2.0586 | -1.7999 | -1.5487 | -1.3049 | -1.0687 | -0.83997 | -0.61873 | -0.40499 | -0.19875 | -2.7008e-16 | -2.7008e-16 | -2.7008e-16 | -2.7008e-16 | -2.7008e-16 | -2.7008e-16 | -2.7008e-16 | -2.7008e-16 | -2.7008e-16 | -2.7008e-16 | -2.7008e-16 | -2.7008e-16 | -2.7008e-16 | -2.7008e-16 | -2.7008e-16 | -2.7008e-16 | -2.7008e-16 | -2.7008e-16 | -2.7008e-16 | -2.7008e-16 | -2.7008e-16 | -2.7008e-16 | -2.7008e-16 | -2.7008e-16 | -2.7008e-16 | -2.7008e-16
| Total Non-Capitalised Costs | (4) + Total Opex + Total Pass Through Costs |  | -3.5077 | -3.4523 | -3.3953 | -3.3364 | -3.2756 | -3.213 | -3.2503 | -3.2882 | -3.3267 | -3.3658 | -3.4054 | -3.4457 | -3.4867 | -3.5283 | -3.5705 | -3.6134 | -3.6571 | -3.7014 | -3.7465 | -3.7923 | -3.8389 | -3.8863 | -3.9344 | -3.9835 | -4.0333 | -4.0841 | -4.1357 | -4.1882 | -4.2417 | -4.2961 | -4.3516 | -4.408 | -4.4655 | -4.524 | -4.5837 | -4.6445 | -4.7064 | -4.7696 | -4.8339 | -4.8995 | -4.9665 | -5.0347 | -5.1043 | -5.1753 | -5.2478 | -5.3218 | -5.3973 | -5.4743 | -5.553 | -5.6328
| Total Direct Costs |  |  | -3.6541 | -4.541 | -5.4617 | -6.4238 | -7.4274 | -8.2712 | -7.9748 | -7.6865 | -7.4063 | -7.1342 | -6.8701 | -6.6142 | -6.3664 | -6.1268 | -5.8953 | -5.672 | -5.4569 | -5.2501 | -5.0514 | -4.861 | -4.6789 | -4.505 | -4.3394 | -4.1822 | -4.0333 | -4.0841 | -4.1357 | -4.1882 | -4.2417 | -4.2961 | -4.3516 | -4.408 | -4.4655 | -4.524 | -4.5837 | -4.6445 | -4.7064 | -4.7696 | -4.8339 | -4.8995 | -4.9665 | -5.0347 | -5.1043 | -5.1753 | -5.2478 | -5.3218 | -5.3973 | -5.4743 | -5.553 | -5.6328
Societal Costs/Benefits
Calculated values
| Category | Description |  | 2027 | 2028 | 2029 | 2030 | 2031 | 2032 | 2033 | 2034 | 2035 | 2036 | 2037 | 2038 | 2039 | 2040 | 2041 | 2042 | 2043 | 2044 | 2045 | 2046 | 2047 | 2048 | 2049 | 2050 | 2051 | 2052 | 2053 | 2054 | 2055 | 2056 | 2057 | 2058 | 2059 | 2060 | 2061 | 2062 | 2063 | 2064 | 2065 | 2066 | 2067 | 2068 | 2069 | 2070 | 2071 | 2072 | 2073 | 2074 | 2075 | 2076
Non-financial benefits/costs - values | Environmental | Leakage | £m | -20.9147 | -20.9512 | -20.893 | -20.8139 | -20.7825 | -20.7259 | -21.2425 | -21.8391 | -22.4476 | -22.9969 | -23.6293 | -24.2745 | -24.9327 | -25.6793 | -26.3656 | -27.066 | -27.7807 | -28.5888 | -29.3345 | -30.1761 | -30.9541 | -31.8309 | -32.7265 | -33.6413 | -34.5563 | -35.4957 | -36.4641 | -37.4508 | -38.4572 | -39.4853 | -40.5377 | -41.6136 | -42.713 | -43.837 | -44.9866 | -46.1624 | -47.3649 | -48.595 | -49.8534 | -51.1411 | -52.4588 | -53.8075 | -55.1879 | -56.6011 | -58.048 | -59.5297 | -61.0471 | -62.6014 | -64.1937 | -65.8188
| Environmental |  | £m
| Environmental |  | £m
| Safety | Fatality risk | £m | -0.78485 | -0.80637 | -0.82652 | -0.84402 | -0.8574 | -0.86506 | -0.89059 | -0.91699 | -0.94431 | -0.97258 | -1.0018 | -1.0321 | -1.0634 | -1.0958 | -1.1293 | -1.1641 | -1.2 | -1.2372 | -1.2756 | -1.3155 | -1.3567 | -1.3994 | -1.4436 | -1.4894 | -1.5367 | -1.5858 | -1.6365 | -1.6891 | -1.7436 | -1.8 | -1.8583 | -1.9188 | -1.9814 | -2.0463 | -2.1134 | -2.183 | -2.255 | -2.3296 | -2.4069 | -2.487 | -2.5699 | -2.6558 | -2.7448 | -2.837 | -2.9325 | -3.0315 | -3.134 | -3.2402 | -3.3502 | -3.464
| Safety | Non-Fatality risk | £m | -0.011731 | -0.012052 | -0.012354 | -0.012615 | -0.012815 | -0.01293 | -0.013311 | -0.013706 | -0.014114 | -0.014537 | -0.014974 | -0.015426 | -0.015894 | -0.016379 | -0.01688 | -0.017399 | -0.017936 | -0.018491 | -0.019067 | -0.019662 | -0.020278 | -0.020916 | -0.021577 | -0.022261 | -0.022969 | -0.023702 | -0.024461 | -0.025247 | -0.026061 | -0.026903 | -0.027776 | -0.02868 | -0.029615 | -0.030585 | -0.031589 | -0.032628 | -0.033705 | -0.03482 | -0.035976 | -0.037172 | -0.038412 | -0.039696 | -0.041026 | -0.042404 | -0.043831 | -0.04531 | -0.046842 | -0.04843 | -0.050074 | -0.051775
| Safety |  | £m
| Safety |  | £m
| Financial | NGN VF Financial Risk | £m | -10.7269 | -10.7051 | -10.6766 | -10.6411 | -10.5981 | -10.5472 | -10.7366 | -10.9324 | -11.1346 | -11.3435 | -11.5594 | -11.7824 | -12.0129 | -12.2511 | -12.4974 | -12.7519 | -13.015 | -13.2869 | -13.5682 | -13.8589 | -14.1595 | -14.4704 | -14.792 | -15.1245 | -15.4684 | -15.8241 | -16.1921 | -16.5728 | -16.9666 | -17.3741 | -17.7956 | -18.2318 | -18.6832 | -19.1503 | -19.6337 | -20.1339 | -20.6517 | -21.1876 | -21.7423 | -22.3164 | -22.9108 | -23.5261 | -24.1631 | -24.8226 | -25.5053 | -26.2123 | -26.9443 | -27.7022 | -28.487 | -29.2941
| Financial | NGN VF Customer Risk | £m | -0.55719 | -0.56027 | -0.56174 | -0.56145 | -0.55923 | -0.55493 | -0.56013 | -0.56547 | -0.57096 | -0.57662 | -0.58243 | -0.58842 | -0.59458 | -0.60092 | -0.60745 | -0.61417 | -0.62109 | -0.62822 | -0.63557 | -0.64314 | -0.65094 | -0.65898 | -0.66727 | -0.67581 | -0.68462 | -0.69371 | -0.70308 | -0.71274 | -0.72271 | -0.733 | -0.74361 | -0.75456 | -0.76587 | -0.77754 | -0.78958 | -0.80202 | -0.81486 | -0.82813 | -0.84182 | -0.85597 | -0.87058 | -0.88568 | -0.90128 | -0.9174 | -0.93405 | -0.95127 | -0.96906 | -0.98745 | -1.0065 | -1.0258
| Financial | NGN VF Compliance Risk | £m | -0.12727 | -0.13076 | -0.13403 | -0.13686 | -0.13903 | -0.14027 | -0.14441 | -0.14869 | -0.15312 | -0.15771 | -0.16245 | -0.16736 | -0.17243 | -0.17769 | -0.18313 | -0.18875 | -0.19458 | -0.20061 | -0.20685 | -0.21331 | -0.21999 | -0.22691 | -0.23408 | -0.2415 | -0.24918 | -0.25713 | -0.26536 | -0.27389 | -0.28272 | -0.29186 | -0.30133 | -0.31113 | -0.32128 | -0.3318 | -0.34269 | -0.35396 | -0.36565 | -0.37774 | -0.39028 | -0.40326 | -0.4167 | -0.43063 | -0.44506 | -0.46001 | -0.4755 | -0.49154 | -0.50816 | -0.52538 | -0.54322 | -0.56167
| Other |  | £m
| Other |  | £m
Inputs
| Category | Description |  | 2027 | 2028 | 2029 | 2030 | 2031 | 2032 | 2033 | 2034 | 2035 | 2036 | 2037 | 2038 | 2039 | 2040 | 2041 | 2042 | 2043 | 2044 | 2045 | 2046 | 2047 | 2048 | 2049 | 2050 | 2051 | 2052 | 2053 | 2054 | 2055 | 2056 | 2057 | 2058 | 2059 | 2060 | 2061 | 2062 | 2063 | 2064 | 2065 | 2066 | 2067 | 2068 | 2069 | 2070 | 2071 | 2072 | 2073 | 2074 | 2075 | 2076
Non-financial benefits/costs - inputs | Environmental | Leakage | GWh | 51.358 | 50.5481 | 49.7125 | 48.8503 | 47.9609 | 47.0436 | 47.5902 | 48.1451 | 48.7084 | 49.2805 | 49.8614 | 50.4514 | 51.0507 | 51.6596 | 52.2781 | 52.9067 | 53.5455 | 54.1947 | 54.8546 | 55.5256 | 56.2077 | 56.9014 | 57.6069 | 58.3246 | 59.0546 | 59.7974 | 60.5532 | 61.3224 | 62.1054 | 62.9025 | 63.7141 | 64.5405 | 65.3822 | 66.2395 | 67.113 | 68.003 | 68.91 | 69.8344 | 70.7768 | 71.7376 | 72.7173 | 73.7165 | 74.7358 | 75.7757 | 76.8368 | 77.9197 | 79.025 | 80.1534 | 81.3056 | 82.4744
Environmental
Environmental
| Safety | Fatality risk |  | 0.035035 | 0.035996 | 0.036896 | 0.037677 | 0.038274 | 0.038616 | 0.039756 | 0.040934 | 0.042154 | 0.043416 | 0.044721 | 0.046072 | 0.04747 | 0.048917 | 0.050414 | 0.051963 | 0.053567 | 0.055226 | 0.056944 | 0.058723 | 0.060563 | 0.062469 | 0.064442 | 0.066484 | 0.068599 | 0.070788 | 0.073055 | 0.075402 | 0.077833 | 0.08035 | 0.082956 | 0.085655 | 0.08845 | 0.091345 | 0.094343 | 0.097448 | 0.10066 | 0.10399 | 0.10745 | 0.11102 | 0.11472 | 0.11856 | 0.12253 | 0.12664 | 0.13091 | 0.13532 | 0.1399 | 0.14464 | 0.14955 | 0.15463
| Safety | Non-Fatality risk |  | 0.077857 | 0.079991 | 0.081991 | 0.083726 | 0.085054 | 0.085814 | 0.088346 | 0.090966 | 0.093676 | 0.096479 | 0.099381 | 0.10238 | 0.10549 | 0.1087 | 0.11203 | 0.11547 | 0.11904 | 0.12273 | 0.12654 | 0.13049 | 0.13459 | 0.13882 | 0.1432 | 0.14774 | 0.15244 | 0.15731 | 0.16234 | 0.16756 | 0.17296 | 0.17855 | 0.18435 | 0.19034 | 0.19656 | 0.20299 | 0.20965 | 0.21655 | 0.2237 | 0.2311 | 0.23877 | 0.24671 | 0.25494 | 0.26346 | 0.27229 | 0.28143 | 0.29091 | 0.30072 | 0.31089 | 0.32142 | 0.33234 | 0.34362
Safety
Safety
Other
Other
Other
Other
Other
Alternative carbon calculations |  |  |  | 2027 | 2028 | 2029 | 2030 | 2031 | 2032 | 2033 | 2034 | 2035 | 2036 | 2037 | 2038 | 2039 | 2040 | 2041 | 2042 | 2043 | 2044 | 2045 | 2046 | 2047 | 2048 | 2049 | 2050 | 2051 | 2052 | 2053 | 2054 | 2055 | 2056 | 2057 | 2058 | 2059 | 2060 | 2061 | 2062 | 2063 | 2064 | 2065 | 2066 | 2067 | 2068 | 2069 | 2070 | 2071 | 2072 | 2073 | 2074 | 2075 | 2076
Environmental costs - low CO2 cost | Environmental | Leakage | £m | -10.4739 | -10.4657 | -10.4495 | -10.4246 | -10.3907 | -10.3472 | -10.6268 | -10.9144 | -11.2103 | -11.5146 | -11.8278 | -12.15 | -12.4815 | -12.8227 | -13.1709 | -13.5292 | -13.898 | -14.2775 | -14.6681 | -15.0702 | -15.4842 | -15.9104 | -16.3493 | -16.8013 | -17.2556 | -17.7219 | -18.1993 | -18.6871 | -19.1852 | -19.6939 | -20.2143 | -20.7463 | -21.29 | -21.8459 | -22.4144 | -22.9958 | -23.5904 | -24.1986 | -24.8209 | -25.4576 | -26.1091 | -26.7759 | -27.4584 | -28.157 | -28.8724 | -29.6048 | -30.355 | -31.1233 | -31.9104 | -32.7137
| Environmental |  | £m
| Environmental |  | £m
Environmental costs - high CO2 cost | Environmental | Leakage | £m | -31.4218 | -31.3972 | -31.3484 | -31.2738 | -31.172 | -31.0415 | -31.8803 | -32.7432 | -33.6308 | -34.5439 | -35.4833 | -36.45 | -37.4446 | -38.4682 | -39.5128 | -40.5877 | -41.6939 | -42.8324 | -44.0043 | -45.2107 | -46.4526 | -47.7313 | -49.0479 | -50.4038 | -51.7669 | -53.1657 | -54.5978 | -56.0613 | -57.5557 | -59.0818 | -60.6429 | -62.2388 | -63.87 | -65.5377 | -67.2431 | -68.9873 | -70.7712 | -72.5959 | -74.4627 | -76.3728 | -78.3273 | -80.3277 | -82.3751 | -84.4711 | -86.6171 | -88.8145 | -91.065 | -93.37 | -95.7313 | -98.1412
| Environmental |  | £m
| Environmental |  | £m
Net Present Values
Discount factors and summary
|  |  |  | 2027 | 2028 | 2029 | 2030 | 2031 | 2032 | 2033 | 2034 | 2035 | 2036 | 2037 | 2038 | 2039 | 2040 | 2041 | 2042 | 2043 | 2044 | 2045 | 2046 | 2047 | 2048 | 2049 | 2050 | 2051 | 2052 | 2053 | 2054 | 2055 | 2056 | 2057 | 2058 | 2059 | 2060 | 2061 | 2062 | 2063 | 2064 | 2065 | 2066 | 2067 | 2068 | 2069 | 2070 | 2071 | 2072 | 2073 | 2074 | 2075 | 2076
Discount factors | Discount factor (Non-Safety) | =1/[(1+SRTP)^n] | % | 100% | 96.62% | 93.35% | 90.19% | 87.14% | 84.2% | 81.35% | 78.6% | 75.94% | 73.37% | 70.89% | 68.49% | 66.18% | 63.94% | 61.78% | 59.69% | 57.67% | 55.72% | 53.84% | 52.02% | 50.26% | 48.56% | 46.92% | 45.33% | 43.8% | 42.31% | 40.88% | 39.5% | 38.17% | 36.87% | 35.63% | 34.59% | 33.58% | 32.6% | 31.65% | 30.73% | 29.84% | 28.97% | 28.12% | 27.31% | 26.51% | 25.74% | 24.99% | 24.26% | 23.55% | 22.87% | 22.2% | 21.56% | 20.93% | 20.32%
| Discount factor (Safety) | =1/[(1+HDR)^n] | % | 100% | 98.52% | 97.07% | 95.63% | 94.22% | 92.83% | 91.45% | 90.1% | 88.77% | 87.46% | 86.17% | 84.89% | 83.64% | 82.4% | 81.18% | 79.99% | 78.8% | 77.64% | 76.49% | 75.36% | 74.25% | 73.15% | 72.07% | 71% | 69.95% | 68.92% | 67.9% | 66.9% | 65.91% | 64.94% | 63.98% | 63.16% | 62.36% | 61.57% | 60.79% | 60.02% | 59.25% | 58.5% | 57.76% | 57.03% | 56.3% | 55.59% | 54.88% | 54.18% | 53.5% | 52.82% | 52.15% | 51.48% | 50.83% | 50.19%
Summary of discounted costs/benefits | Capex |  | £m | -0.14641 | -1.0519 | -1.9291 | -2.7847 | -3.618 | -4.2589 | -3.8434 | -3.457 | -3.0981 | -2.765 | -2.4562 | -2.1702 | -1.9058 | -1.6615 | -1.4362 | -1.2288 | -1.038 | -0.86292 | -0.70253 | -0.55589 | -0.42214 | -0.30044 | -0.19 | -0.090089 | -1.1828e-16 | -1.1428e-16 | -1.1042e-16 | -1.0668e-16 | -1.0308e-16 | -9.959e-17 | -9.6223e-17 | -9.342e-17 | -9.0699e-17 | -8.8057e-17 | -8.5493e-17 | -8.3002e-17 | -8.0585e-17 | -7.8238e-17 | -7.5959e-17 | -7.3747e-17 | -7.1599e-17 | -6.9513e-17 | -6.7489e-17 | -6.5523e-17 | -6.3614e-17 | -6.1762e-17 | -5.9963e-17 | -5.8216e-17 | -5.6521e-17 | -5.4874e-17
| Opex |  | £m | 0 | 0 | 0 | 0 | 0 | 0 | 0 | 0 | 0 | 0 | 0 | 0 | 0 | 0 | 0 | 0 | 0 | 0 | 0 | 0 | 0 | 0 | 0 | 0 | 0 | 0 | 0 | 0 | 0 | 0 | 0 | 0 | 0 | 0 | 0 | 0 | 0 | 0 | 0 | 0 | 0 | 0 | 0 | 0 | 0 | 0 | 0 | 0 | 0 | 0
| Pass Through Costs |  | £m | -3.5077 | -3.3356 | -3.1695 | -3.0092 | -2.8545 | -2.7053 | -2.6441 | -2.5845 | -2.5263 | -2.4696 | -2.4142 | -2.3601 | -2.3074 | -2.256 | -2.2058 | -2.1568 | -2.109 | -2.0624 | -2.017 | -1.9726 | -1.9293 | -1.8871 | -1.8458 | -1.8056 | -1.7664 | -1.7282 | -1.6908 | -1.6544 | -1.6189 | -1.5842 | -1.5504 | -1.5247 | -1.4996 | -1.475 | -1.451 | -1.4274 | -1.4043 | -1.3817 | -1.3595 | -1.3379 | -1.3166 | -1.2958 | -1.2755 | -1.2556 | -1.2361 | -1.217 | -1.1983 | -1.18 | -1.1621 | -1.1445
| Environmental - central CO2 cost |  | £m | -20.9147 | -20.2427 | -19.5039 | -18.7729 | -18.1107 | -17.4506 | -17.2808 | -17.1653 | -17.0469 | -16.8735 | -16.7512 | -16.6267 | -16.5001 | -16.4194 | -16.2882 | -16.1554 | -16.0213 | -15.9298 | -15.7925 | -15.6962 | -15.5565 | -15.4562 | -15.3536 | -15.2491 | -15.1342 | -15.0199 | -14.9079 | -14.7935 | -14.6774 | -14.5601 | -14.4427 | -14.3942 | -14.3442 | -14.2928 | -14.2404 | -14.187 | -14.1326 | -14.0773 | -14.0213 | -13.9645 | -13.9071 | -13.8491 | -13.7907 | -13.7319 | -13.6727 | -13.6133 | -13.5537 | -13.494 | -13.4342 | -13.3731
| Environmental - low CO2 cost |  | £m | -10.4739 | -10.1118 | -9.7547 | -9.4024 | -9.0549 | -8.712 | -8.6449 | -8.5786 | -8.5132 | -8.4486 | -8.3849 | -8.3221 | -8.2601 | -8.1989 | -8.1368 | -8.0755 | -8.015 | -7.9555 | -7.8967 | -7.8389 | -7.7818 | -7.7256 | -7.6703 | -7.6158 | -7.5572 | -7.499 | -7.4405 | -7.3816 | -7.3221 | -7.2621 | -7.2019 | -7.1762 | -7.1498 | -7.1228 | -7.0952 | -7.0673 | -7.0388 | -7.01 | -6.9809 | -6.9514 | -6.9216 | -6.8917 | -6.8615 | -6.8311 | -6.8007 | -6.7701 | -6.7394 | -6.7088 | -6.6781 | -6.6468
| Environmental - high CO2 cost |  | £m | -31.4218 | -30.3355 | -29.2641 | -28.2072 | -27.1646 | -26.1361 | -25.9347 | -25.7358 | -25.5396 | -25.3459 | -25.1548 | -24.9663 | -24.7802 | -24.5967 | -24.4103 | -24.2264 | -24.0451 | -23.8664 | -23.6902 | -23.5166 | -23.3455 | -23.1769 | -23.0109 | -22.8473 | -22.6717 | -22.4969 | -22.3216 | -22.1449 | -21.9664 | -21.7863 | -21.6058 | -21.5285 | -21.4493 | -21.3683 | -21.2857 | -21.2018 | -21.1165 | -21.0301 | -20.9426 | -20.8542 | -20.7649 | -20.675 | -20.5844 | -20.4934 | -20.402 | -20.3102 | -20.2183 | -20.1263 | -20.0343 | -19.9404
| Safety |  | £m | -0.79658 | -0.80632 | -0.81426 | -0.81921 | -0.8199 | -0.81501 | -0.82665 | -0.83859 | -0.85081 | -0.86332 | -0.87614 | -0.88927 | -0.90271 | -0.91647 | -0.93056 | -0.94498 | -0.95975 | -0.97486 | -0.99034 | -1.0062 | -1.0224 | -1.039 | -1.0559 | -1.0733 | -1.0911 | -1.1093 | -1.1279 | -1.1469 | -1.1664 | -1.1863 | -1.2067 | -1.2301 | -1.2541 | -1.2787 | -1.3039 | -1.3297 | -1.3562 | -1.3833 | -1.411 | -1.4394 | -1.4685 | -1.4984 | -1.5289 | -1.5602 | -1.5923 | -1.6251 | -1.6587 | -1.6931 | -1.7284 | -1.7644
| Financial |  | £m | -11.4114 | -11.0107 | -10.6162 | -10.2275 | -9.8441 | -9.4658 | -9.3074 | -9.1541 | -9.0056 | -8.8619 | -8.7227 | -8.588 | -8.4575 | -8.3313 | -8.209 | -8.0907 | -7.9762 | -7.8654 | -7.7581 | -7.6543 | -7.5538 | -7.4566 | -7.3625 | -7.2715 | -7.1835 | -7.0983 | -7.0159 | -6.9362 | -6.8591 | -6.7846 | -6.7125 | -6.675 | -6.6394 | -6.6056 | -6.5734 | -6.543 | -6.5142 | -6.4871 | -6.4615 | -6.4375 | -6.415 | -6.394 | -6.3745 | -6.3563 | -6.3396 | -6.3242 | -6.3102 | -6.2974 | -6.286 | -6.2745
| Other |  | £m | 0 | 0 | 0 | 0 | 0 | 0 | 0 | 0 | 0 | 0 | 0 | 0 | 0 | 0 | 0 | 0 | 0 | 0 | 0 | 0 | 0 | 0 | 0 | 0 | 0 | 0 | 0 | 0 | 0 | 0 | 0 | 0 | 0 | 0 | 0 | 0 | 0 | 0 | 0 | 0 | 0 | 0 | 0 | 0 | 0 | 0 | 0 | 0 | 0 | 0
Annual Total | Total - central carbon cost |  | £m | -36.7768 | -36.4473 | -36.033 | -35.6135 | -35.2473 | -34.6955 | -33.9024 | -33.1995 | -32.5278 | -31.8333 | -31.2204 | -30.6343 | -30.0735 | -29.5847 | -29.0698 | -28.5767 | -28.1043 | -27.6954 | -27.2604 | -26.8852 | -26.4841 | -26.1392 | -25.8079 | -25.4897 | -25.1751 | -24.9556 | -24.7425 | -24.531 | -24.3217 | -24.1152 | -23.9122 | -23.8241 | -23.7373 | -23.6522 | -23.5688 | -23.4871 | -23.4073 | -23.3294 | -23.2533 | -23.1793 | -23.1073 | -23.0374 | -22.9696 | -22.904 | -22.8407 | -22.7796 | -22.7209 | -22.6646 | -22.6107 | -22.5565
| Total - low carbon cost |  | £m | -26.336 | -26.3164 | -26.2838 | -26.243 | -26.1914 | -25.9569 | -25.2665 | -24.6128 | -23.994 | -23.4084 | -22.8541 | -22.3297 | -21.8335 | -21.3642 | -20.9184 | -20.4968 | -20.098 | -19.721 | -19.3646 | -19.0278 | -18.7094 | -18.4087 | -18.1246 | -17.8563 | -17.5982 | -17.4347 | -17.2751 | -17.1191 | -16.9665 | -16.8171 | -16.6714 | -16.606 | -16.5429 | -16.4821 | -16.4236 | -16.3674 | -16.3136 | -16.2621 | -16.2129 | -16.1662 | -16.1219 | -16.0799 | -16.0404 | -16.0032 | -15.9686 | -15.9364 | -15.9066 | -15.8793 | -15.8546 | -15.8302
| Total - high carbon cost |  | £m | -47.2838 | -46.54 | -45.7932 | -45.0478 | -44.3012 | -43.381 | -42.5562 | -41.77 | -41.0204 | -40.3057 | -39.624 | -38.9739 | -38.3537 | -37.762 | -37.1919 | -36.6477 | -36.1281 | -35.632 | -35.1581 | -34.7055 | -34.2731 | -33.86 | -33.4652 | -33.0879 | -32.7126 | -32.4326 | -32.1562 | -31.8824 | -31.6107 | -31.3414 | -31.0753 | -30.9584 | -30.8424 | -30.7276 | -30.614 | -30.5019 | -30.3912 | -30.2821 | -30.1747 | -30.069 | -29.9651 | -29.8632 | -29.7633 | -29.6655 | -29.5699 | -29.4765 | -29.3855 | -29.2969 | -29.2107 | -29.1238
Net Present Value | NPV - central carbon cost |  | £m | -36.7768 | -73.224 | -109.257 | -144.8705 | -180.1178 | -214.8133 | -248.7157 | -281.9152 | -314.443 | -346.2762 | -377.4967 | -408.131 | -438.2045 | -467.7892 | -496.859 | -525.4357 | -553.5401 | -581.2355 | -608.4959 | -635.3811 | -661.8651 | -688.0043 | -713.8123 | -739.3019 | -764.4771 | -789.4327 | -814.1751 | -838.7061 | -863.0278 | -887.143 | -911.0552 | -934.8793 | -958.6166 | -982.2688 | -1005.8375 | -1029.3247 | -1052.732 | -1076.0613 | -1099.3147 | -1122.494 | -1145.6013 | -1168.6386 | -1191.6082 | -1214.5122 | -1237.3529 | -1260.1325 | -1282.8534 | -1305.518 | -1328.1287 | -1350.6852
| NPV - low carbon cost |  | £m | -26.336 | -52.6523 | -78.9361 | -105.1791 | -131.3705 | -157.3274 | -182.5939 | -207.2067 | -231.2008 | -254.6091 | -277.4633 | -299.793 | -321.6265 | -342.9907 | -363.9091 | -384.4058 | -404.5039 | -424.2249 | -443.5896 | -462.6174 | -481.3268 | -499.7355 | -517.8601 | -535.7164 | -553.3146 | -570.7492 | -588.0243 | -605.1435 | -622.1099 | -638.9271 | -655.5985 | -672.2045 | -688.7474 | -705.2295 | -721.6531 | -738.0204 | -754.334 | -770.5961 | -786.809 | -802.9752 | -819.0971 | -835.177 | -851.2173 | -867.2206 | -883.1892 | -899.1255 | -915.0321 | -930.9114 | -946.766 | -962.5962
| NPV - high carbon cost |  | £m | -47.2838 | -93.8238 | -139.617 | -184.6648 | -228.966 | -272.347 | -314.9032 | -356.6732 | -397.6937 | -437.9993 | -477.6233 | -516.5972 | -554.9509 | -592.7129 | -629.9048 | -666.5525 | -702.6806 | -738.3126 | -773.4707 | -808.1762 | -842.4493 | -876.3093 | -909.7745 | -942.8623 | -975.575 | -1008.0076 | -1040.1638 | -1072.0462 | -1103.6569 | -1134.9982 | -1166.0735 | -1197.0319 | -1227.8743 | -1258.6019 | -1289.2159 | -1319.7178 | -1350.1091 | -1380.3912 | -1410.5659 | -1440.6349 | -1470.6 | -1500.4632 | -1530.2265 | -1559.8921 | -1589.4619 | -1618.9385 | -1648.324 | -1677.6208 | -1706.8316 | -1735.9554
Comparison to baseline
|  |  |  | 2027 | 2028 | 2029 | 2030 | 2031 | 2032 | 2033 | 2034 | 2035 | 2036 | 2037 | 2038 | 2039 | 2040 | 2041 | 2042 | 2043 | 2044 | 2045 | 2046 | 2047 | 2048 | 2049 | 2050 | 2051 | 2052 | 2053 | 2054 | 2055 | 2056 | 2057 | 2058 | 2059 | 2060 | 2061 | 2062 | 2063 | 2064 | 2065 | 2066 | 2067 | 2068 | 2069 | 2070 | 2071 | 2072 | 2073 | 2074 | 2075 | 2076
Summary of discounted costs/benefits | Capex |  | £m | -0.14641 | -1.0519 | -1.9291 | -2.7847 | -3.618 | -4.2589 | -3.8434 | -3.457 | -3.0981 | -2.765 | -2.4562 | -2.1702 | -1.9058 | -1.6615 | -1.4362 | -1.2288 | -1.038 | -0.86292 | -0.70253 | -0.55589 | -0.42214 | -0.30044 | -0.19 | -0.090089 | -1.1828e-16 | -1.1428e-16 | -1.1042e-16 | -1.0668e-16 | -1.0308e-16 | -9.959e-17 | -9.6223e-17 | -9.342e-17 | -9.0699e-17 | -8.8057e-17 | -8.5493e-17 | -8.3002e-17 | -8.0585e-17 | -7.8238e-17 | -7.5959e-17 | -7.3747e-17 | -7.1599e-17 | -6.9513e-17 | -6.7489e-17 | -6.5523e-17 | -6.3614e-17 | -6.1762e-17 | -5.9963e-17 | -5.8216e-17 | -5.6521e-17 | -5.4874e-17
| Opex |  | £m | 0 | 0 | 0 | 0 | 0 | 0 | 0 | 0 | 0 | 0 | 0 | 0 | 0 | 0 | 0 | 0 | 0 | 0 | 0 | 0 | 0 | 0 | 0 | 0 | 0 | 0 | 0 | 0 | 0 | 0 | 0 | 0 | 0 | 0 | 0 | 0 | 0 | 0 | 0 | 0 | 0 | 0 | 0 | 0 | 0 | 0 | 0 | 0 | 0 | 0
| Pass Through Costs |  | £m | 0 | 0.092569 | 0.18109 | 0.26571 | 0.34656 | 0.4238 | 0.41462 | 0.40566 | 0.39693 | 0.3884 | 0.38008 | 0.37196 | 0.36403 | 0.3563 | 0.34876 | 0.3414 | 0.33422 | 0.32721 | 0.32037 | 0.3137 | 0.30719 | 0.30084 | 0.29464 | 0.2886 | 0.2827 | 0.27694 | 0.27133 | 0.26585 | 0.2605 | 0.25528 | 0.2502 | 0.24642 | 0.24273 | 0.23911 | 0.23557 | 0.23211 | 0.22872 | 0.2254 | 0.22216 | 0.21898 | 0.21587 | 0.21283 | 0.20986 | 0.20695 | 0.2041 | 0.20132 | 0.1986 | 0.19594 | 0.19334 | 0.19077
| Environmental - central CO2 cost |  | £m | 0 | 0.56177 | 1.1143 | 1.6576 | 2.1988 | 2.7338 | 2.7098 | 2.6943 | 2.6783 | 2.6538 | 2.6372 | 2.6204 | 2.6032 | 2.5932 | 2.5753 | 2.5572 | 2.5389 | 2.5273 | 2.5085 | 2.4962 | 2.477 | 2.4641 | 2.4508 | 2.4373 | 2.4221 | 2.407 | 2.3923 | 2.3772 | 2.3618 | 2.3463 | 2.3307 | 2.3263 | 2.3217 | 2.317 | 2.312 | 2.307 | 2.3018 | 2.2965 | 2.2912 | 2.2857 | 2.2802 | 2.2746 | 2.269 | 2.2633 | 2.2577 | 2.252 | 2.2463 | 2.2406 | 2.235 | 2.2291
| Environmental - low CO2 cost |  | £m | 0 | 0.28062 | 0.55733 | 0.8302 | 1.0993 | 1.3648 | 1.3556 | 1.3465 | 1.3376 | 1.3287 | 1.3201 | 1.3116 | 1.3032 | 1.2949 | 1.2865 | 1.2783 | 1.2701 | 1.2622 | 1.2543 | 1.2466 | 1.2391 | 1.2316 | 1.2244 | 1.2172 | 1.2095 | 1.2017 | 1.194 | 1.1862 | 1.1782 | 1.1703 | 1.1622 | 1.1598 | 1.1573 | 1.1546 | 1.152 | 1.1492 | 1.1464 | 1.1436 | 1.1407 | 1.1378 | 1.1349 | 1.1319 | 1.1289 | 1.1259 | 1.1229 | 1.1199 | 1.117 | 1.114 | 1.111 | 1.1079
| Environmental - high CO2 cost |  | £m | 0 | 0.84186 | 1.672 | 2.4906 | 3.298 | 4.0944 | 4.0667 | 4.0395 | 4.0127 | 3.9862 | 3.9602 | 3.9347 | 3.9095 | 3.8847 | 3.8595 | 3.8348 | 3.8104 | 3.7865 | 3.7629 | 3.7399 | 3.7172 | 3.6949 | 3.6731 | 3.6517 | 3.6284 | 3.6052 | 3.5819 | 3.5585 | 3.5347 | 3.5108 | 3.4867 | 3.4794 | 3.4718 | 3.4639 | 3.4559 | 3.4477 | 3.4393 | 3.4308 | 3.4221 | 3.4134 | 3.4046 | 3.3957 | 3.3868 | 3.3778 | 3.3688 | 3.3598 | 3.3509 | 3.3419 | 3.333 | 3.3237
| Safety |  | £m | 0 | 0.0011073 | 0.0042904 | 0.010742 | 0.021726 | 0.038583 | 0.039188 | 0.039806 | 0.040439 | 0.041085 | 0.041746 | 0.042421 | 0.043112 | 0.043817 | 0.044539 | 0.045276 | 0.046029 | 0.046799 | 0.047586 | 0.048391 | 0.049213 | 0.050053 | 0.050912 | 0.05179 | 0.052687 | 0.053604 | 0.054541 | 0.055499 | 0.056478 | 0.057478 | 0.058501 | 0.059672 | 0.06087 | 0.062097 | 0.063353 | 0.064639 | 0.065955 | 0.067303 | 0.068682 | 0.070095 | 0.07154 | 0.073021 | 0.074536 | 0.076087 | 0.077675 | 0.079301 | 0.080966 | 0.08267 | 0.084415 | 0.086196
| Financial |  |  | 0 | 0.20947 | 0.41878 | 0.62816 | 0.83783 | 1.048 | 1.0435 | 1.039 | 1.0348 | 1.0306 | 1.0266 | 1.0226 | 1.0188 | 1.0151 | 1.0115 | 1.008 | 1.0047 | 1.0014 | 0.9982 | 0.99513 | 0.99215 | 0.98927 | 0.98648 | 0.98379 | 0.98118 | 0.97866 | 0.97623 | 0.97388 | 0.97162 | 0.96944 | 0.96734 | 0.97 | 0.97274 | 0.97557 | 0.97847 | 0.98145 | 0.98452 | 0.98766 | 0.99087 | 0.99417 | 0.99755 | 1.001 | 1.0045 | 1.0081 | 1.0118 | 1.0156 | 1.0194 | 1.0233 | 1.0273 | 1.0313
| Other |  | £m | 0 | 0 | 0 | 0 | 0 | 0 | 0 | 0 | 0 | 0 | 0 | 0 | 0 | 0 | 0 | 0 | 0 | 0 | 0 | 0 | 0 | 0 | 0 | 0 | 0 | 0 | 0 | 0 | 0 | 0 | 0 | 0 | 0 | 0 | 0 | 0 | 0 | 0 | 0 | 0 | 0 | 0 | 0 | 0 | 0 | 0 | 0 | 0 | 0 | 0
Annual Total | Total - central carbon cost |  | £m | -0.14641 | -0.18697 | -0.21058 | -0.22248 | -0.21308 | -0.01471 | 0.36365 | 0.72176 | 1.0524 | 1.3489 | 1.6294 | 1.8871 | 2.1233 | 2.3469 | 2.5439 | 2.7232 | 2.8858 | 3.0398 | 3.1721 | 3.2975 | 3.4034 | 3.5038 | 3.5929 | 3.6714 | 3.7386 | 3.7162 | 3.6944 | 3.6724 | 3.6504 | 3.6285 | 3.6068 | 3.6024 | 3.5981 | 3.5937 | 3.5894 | 3.5852 | 3.581 | 3.5769 | 3.5729 | 3.5689 | 3.5651 | 3.5615 | 3.5579 | 3.5545 | 3.5513 | 3.5482 | 3.5453 | 3.5426 | 3.54 | 3.5373
| Total - low carbon cost |  | £m | -0.14641 | -0.46812 | -0.76759 | -1.0499 | -1.3125 | -1.3837 | -0.99053 | -0.626 | -0.28841 | 0.023842 | 0.31228 | 0.57832 | 0.82334 | 1.0486 | 1.2551 | 1.4442 | 1.617 | 1.7746 | 1.9179 | 2.0479 | 2.1655 | 2.2714 | 2.3664 | 2.4513 | 2.526 | 2.5109 | 2.4961 | 2.4814 | 2.4668 | 2.4525 | 2.4383 | 2.4359 | 2.4336 | 2.4314 | 2.4294 | 2.4274 | 2.4256 | 2.424 | 2.4224 | 2.421 | 2.4198 | 2.4188 | 2.4178 | 2.4171 | 2.4165 | 2.4161 | 2.4159 | 2.4159 | 2.4161 | 2.4161
| Total - high carbon cost |  | £m | -0.14641 | 0.093121 | 0.34706 | 0.61054 | 0.88614 | 1.3459 | 1.7206 | 2.067 | 2.3867 | 2.6813 | 2.9524 | 3.2014 | 3.4297 | 3.6384 | 3.8281 | 4.0007 | 4.1573 | 4.2989 | 4.4266 | 4.5412 | 4.6436 | 4.7347 | 4.8151 | 4.8858 | 4.9449 | 4.9144 | 4.884 | 4.8537 | 4.8233 | 4.793 | 4.7628 | 4.7555 | 4.7481 | 4.7407 | 4.7333 | 4.7259 | 4.7185 | 4.7111 | 4.7039 | 4.6967 | 4.6895 | 4.6826 | 4.6757 | 4.669 | 4.6624 | 4.656 | 4.6498 | 4.6438 | 4.6381 | 4.632
Net Present Value | Total - central carbon cost |  | £m | -0.14641 | -0.33338 | -0.54396 | -0.76644 | -0.97952 | -0.99423 | -0.63058 | 0.091182 | 1.1436 | 2.4924 | 4.1218 | 6.0089 | 8.1323 | 10.4792 | 13.0231 | 15.7463 | 18.6321 | 21.6718 | 24.8439 | 28.1415 | 31.5448 | 35.0486 | 38.6415 | 42.3128 | 46.0515 | 49.7677 | 53.462 | 57.1344 | 60.7849 | 64.4134 | 68.0202 | 71.6226 | 75.2207 | 78.8144 | 82.4038 | 85.989 | 89.57 | 93.1469 | 96.7198 | 100.2887 | 103.8538 | 107.4153 | 110.9732 | 114.5277 | 118.079 | 121.6272 | 125.1724 | 128.715 | 132.255 | 135.7923
| Total - low carbon cost |  | £m | -0.14641 | -0.61453 | -1.3821 | -2.432 | -3.7445 | -5.1282 | -6.1187 | -6.7447 | -7.0331 | -7.0093 | -6.697 | -6.1187 | -5.2954 | -4.2467 | -2.9917 | -1.5475 | 0.069553 | 1.8442 | 3.7621 | 5.8101 | 7.9755 | 10.2469 | 12.6133 | 15.0646 | 17.5906 | 20.1016 | 22.5977 | 25.0791 | 27.5459 | 29.9984 | 32.4366 | 34.8725 | 37.3061 | 39.7375 | 42.1669 | 44.5943 | 47.0199 | 49.4439 | 51.8663 | 54.2874 | 56.7072 | 59.1259 | 61.5438 | 63.9609 | 66.3774 | 68.7935 | 71.2094 | 73.6253 | 76.0414 | 78.4575
| Total - high carbon cost |  | £m | -0.14641 | -0.053293 | 0.29377 | 0.90431 | 1.7905 | 3.1364 | 4.857 | 6.924 | 9.3107 | 11.992 | 14.9445 | 18.1459 | 21.5756 | 25.214 | 29.0421 | 33.0428 | 37.2001 | 41.499 | 45.9256 | 50.4668 | 55.1104 | 59.8451 | 64.6602 | 69.546 | 74.4909 | 79.4053 | 84.2893 | 89.1431 | 93.9664 | 98.7594 | 103.5221 | 108.2776 | 113.0257 | 117.7664 | 122.4997 | 127.2255 | 131.944 | 136.6551 | 141.359 | 146.0557 | 150.7452 | 155.4277 | 160.1034 | 164.7724 | 169.4348 | 174.0908 | 178.7406 | 183.3845 | 188.0225 | 192.6545
|  |  |  | 2027 | 2028 | 2029 | 2030 | 2031 | 2032 | 2033 | 2034 | 2035 | 2036 | 2037 | 2038 | 2039 | 2040 | 2041 | 2042 | 2043 | 2044 | 2045 | 2046 | 2047 | 2048 | 2049 | 2050 | 2051 | 2052 | 2053 | 2054 | 2055 | 2056 | 2057 | 2058 | 2059 | 2060 | 2061 | 2062 | 2063 | 2064 | 2065 | 2066 | 2067 | 2068 | 2069 | 2070 | 2071 | 2072 | 2073 | 2074 | 2075 | 2076
| Monetised risk - memo line |  | £m | 2027: Memo line has been completed at the top level - see A22.m RIIO-GD3 Investment Decision Pack - Non Mandatory Repex Aggregate CBA
Note on B10: Ofgem: Enter as year (eg 2027)
Note on C158: Duncan Innes:GT/GD
Note on C161: Duncan Innes: All sectors
Note on C162: Duncan Innes: All sectors
Note on B229: Ofgem: This line records the total monetised risk of the modelled scenario. It acts as a cross-reference between the CBA and NARM BPDTs and should not directly link to any formulas in the CBA analysis above.

## Option_1 Workings
Additional cost/benefit explanations
Please provide a short explanation of any additional cost/benefit lines that have been completed in addition to the pre-populated ones. This should include both a description of the nature of the cost/benefit, and an explanation of how the value was calculated, citing appropriate sources (eg for relevant global warming potentials). If an explanation has been provided within the EJP, then simply provide a reference to the relevant page number.
RIIO-GD3
[6 empty] | 2027 | 2028 | 2029 | 2030 | 2031
Mains | Tier Other | Steel | Cost | Gross | £m | 7.0648 | 7.4682 | 7.9299 | 8.3992 | 8.8135
| Services | Steel >2" | Cost | Gross | £m | 0.69813 | 0.77226 | 0.85506 | 0.93807 | 1.0163
Mains | Mains | Steel | Number |  | No. | 27.88 | 27.88 | 27.88 | 27.88 | 27.88
| Services | Steel >2" | Number |  | No. | 1461.6964 | 1461.6964 | 1461.6964 | 1461.6964 | 1461.6964
NGN VF Financial Risk, NGN VF Customer Risk, NGN VF Compliance Risk populated from our decision support tool outputs as per NGN's Value Framework and consistent with NARM.
Long term cost/benefit assumptions
Please briefly summarise the assumptions you have used to calculate long-term (ie beyond the duration of the RIIO3 price control) costs and other inputs (eg "Opex assumed to increase at 1%/year based on historic trends"). In most cases we would expect these to be the same across the baseline and different options, but where this is not the case additional tabs can be completed as necessary. If detailed descriptions are required (eg to explain assumptions around whole life costs of assets) these should be included as part of the EJP
Capex | Not modelled in beyond RIIO-GD4 as proposals cover RIIO-GD3 only.
Opex | As per NARM modelling assumptions from our Decision Support Tool - see Ofgem CBA Template Assumptions in section 8 of EJP.
Leakage | Modelled as per NARM metholdogy from our decision support tool.
Fatality risk | Modelled as per NARM metholdogy from our decision support tool.
Non-Fatality risk | Modelled as per NARM metholdogy from our decision support tool.
Cost cross-referencing
If there is any explanation required on how the cost data set out in the EJP totals to the lines in the CBA, please provide it here.
Costs in CBA reflected in sections 8 and 9 of EJP.

## Option_2
Summary | [7 empty] | Text Descriptions
[8 empty] | Option Description - this should allow us to quickly recognise the option being assessed (based on descriptions in the EJP and other documents) and distinguish it both from other investment areas and from other options. If appropriate, please provide sitemaps, photos or any other documents that will help with this identification (likely to be relevant for major projects rather than asset classes) | [6 empty] | Stakeholder Support Summary - please provide a synopsis which details the feedback from stakeholder group(s)
Option Name | >2ST Non-Mandatory Repex Do 10% More |  |  | Date Undertaken: | 2024-12-06
Scheme Reference ID | A22.m.NGN | [6 empty] | With mains replacement, the only options are to vary the workload. We considered a do more option where we modelled increasing the workload by 10%. Proportionally, this will remove a similar amount of risk per km in NARM due to cohorting of these assets. | [6 empty] | The different priorities between national, local and customer stakeholders highlights tensions between short- and long-term goals and the dynamics NGN must manage throughout RIIO-GD3. Customers (especially older, low income, and digitally excluded customers) value energy affordability above all other priorities. Conversely, future customers prioritise helping the region to meet climate change targets (and not leaving anyone behind). Local stakeholders generally share this long-term view; Furthermore, national groups say they will judge our performance by how resilient the business is. As customers are satisfied with the performance and availability of our services, they prefer us to maintain service levels at levels similar to today and asked for us to reduce future risk with targeted investments to enhance removal, reduction, resistance and recovery strategies. To balance stakeholders' priorities, we will maintain our position as the most efficient gas distribution operator, while investing in delivering continuous performance improvement. We will achieve this through targeted investment in low-regret innovation, enhanced stakeholder engagement, whole systems collaboration, data and digitalisation. Our rigorous engagement programme has helped us balance the clear need for greater regional support and investment, with the evident tension around the increased cost of living and ongoing affordability concerns. (Additional increase in spend over the Preferred option has not been deemed to be justified).
Expenditure Type | Repex |  |  | Authorised By: | Dean Pearson
Preferred Option (Y/N) | N
Spend Area (Please include relevant RRP/BPDT Table Reference) | CV6.05, CV6.08
First year of expenditure outflow | 2027
Payback position at year | Central CO2 Cost - PV of costs & benefits (£m) | Central CO2 Cost - NPV relative to baseline (£m) | Low CO2 cost - PV of costs & benefits (£m) | Low CO2 cost - NPV relative to baseline (£m) | High CO2 cost - PV of costs & benefits (£m) | High CO2 cost - NPV relative to baseline (£m)
2035 | -314.2792 | 1.3074 | -231.8546 | -7.687 | -396.7131 | 10.2912
2040 | -466.6393 | 11.6291 | -343.3134 | -4.5695 | -590.0895 | 27.8374
2045 | -605.8542 | 27.4857 | -443.056 | 4.2957 | -768.7208 | 50.6755
2050 | -734.8546 | 46.7602 | -533.9939 | 16.7871 | -935.6917 | 76.7166
2060 | -974.0418 | 87.0413 | -700.9103 | 44.0568 | -1246.4797 | 129.8885
2070 | -1202.5621 | 126.4779 | -860.3271 | 70.8543 | -1542.9175 | 181.747
Capitalisation rate | 100% | [6 empty] | Engineering Justification Summary - please provide a synopsis & share the document which articulates the full detailed explanation | [6 empty] | Company View - please provide a synopsis which details your view of how beneficial this option is.
[8 empty] | NGN’s pipe distribution network < 7 bar consists of over 36,000km of mains and over 2.5 million services providing gas to domestic, commercial and industrial consumers. Of the total distribution mains in the network, approximately 33,000km are non-mandatory (with the remaining population being mandatory). This Engineering Justification Paper (EJP) and accompanying CBA sets out the interventions that we plan to undertake on Non-Mandatory REPEX investments planned for completion during RIIO-GD3. The investments outlined in the paper are aimed at addressing issues with the distribution pipelines and associated services that fall outside of IMRRP (Iron Mains Risk Reduction Programme) mandated by the Health and Safety Executive (HSE) and described in the A22.l Mandatory REPEX Engineering Justification Paper. Interventions in this area are asset health driven, with a key focus on customer safety and minimising leaks and the risks associated with them. It is imperative that mains and services remain in good condition in order to ensure gas continues to flow through our network in a safe and reliable manner. Our decision-making process for these investments involves a balance of the costs, future benefits, and the potential negative consequences of not proceeding with the non-mandatory mains replacement programme. The targeted investment areas include iron mains in the Tier 2B (T2B) and Tier 3 (T3) categories, those over 30m away from the nearest property (>30m Iron), greater than 2-inch steel (>2ST) and PE mains as well as mains diversions along with the associated services within each category. The drivers behind the investment proposals range from customer demand and compliance (diversions) to asset health, environmental and safety considerations (T2B/T3/>2ST). Each investment area has been carefully selected based on a systematic asset management decision-making process, incorporating risk analysis, value assessment, and trade-offs between different intervention and management options; as well as considering deliverability. This CBA focuses on Tier 2b. A22.m RIIO-GD3 Investment Decision Pack - Non Mandatory Repex EJP. | [6 empty] | In reality, the additional 10% of workload will have a lower average risk removal due to our targeted approach to non-mandatory replacement on the mains with the highest failure rates pipes being selected in a continuous programme. While our CBA and risk analysis could justify more workload than we have proposed, we have considered deliverability and that our current track record of delivering a balanced programme has been successful in keeping risk and service levels stable and at acceptable levels. Therefore, we have rejected this option as it would unnecessarily increase customer bills.
Expenditure Profile - Summary
| 2027 | 2028 | 2029 | 2030 | 2031 | Post RIIO3
| (£m) | (£m) | (£m) | (£m) | (£m) | (£m)
Capitalised costs | -8.5392 | -9.0645 | -9.6634 | -10.271 | -10.8127 | 0
Non-capitalised costs | -3.5077 | -3.4428 | -3.3759 | -3.3069 | -3.2359 | -189.0049
| Asset Class | Unit | Comments
Output | >2 inch Steel replacement | 153.5 | In km - see A22.m RIIO-GD3 Investment Decision Pack - Non Mandatory Repex EJP.
Financial Costs
Inputs
|  |  |  | RIIO3 |  |  |  |  | RIIO4 |  |  |  |  | RIIO5 |  |  |  |  | RIIO6 |  |  |  |  | RIIO7 |  |  |  |  | RIIO8 |  |  |  |  | RIIO9 |  |  |  |  | RIIO10 |  |  |  |  | RIIO11 |  |  |  |  | RIIO12
|  |  |  | 1 | 2 | 3 | 4 | 5 | 6 | 7 | 8 | 9 | 10 | 11 | 12 | 13 | 14 | 15 | 16 | 17 | 18 | 19 | 20 | 21 | 22 | 23 | 24 | 25 | 26 | 27 | 28 | 29 | 30 | 31 | 32 | 33 | 34 | 35 | 36 | 37 | 38 | 39 | 40 | 41 | 42 | 43 | 44 | 45 | 46 | 47 | 48 | 49 | 50
| Asset Class | Intervention type |  | 2027 | 2028 | 2029 | 2030 | 2031 | 2032 | 2033 | 2034 | 2035 | 2036 | 2037 | 2038 | 2039 | 2040 | 2041 | 2042 | 2043 | 2044 | 2045 | 2046 | 2047 | 2048 | 2049 | 2050 | 2051 | 2052 | 2053 | 2054 | 2055 | 2056 | 2057 | 2058 | 2059 | 2060 | 2061 | 2062 | 2063 | 2064 | 2065 | 2066 | 2067 | 2068 | 2069 | 2070 | 2071 | 2072 | 2073 | 2074 | 2075 | 2076
Capex/Repex | Mains - Steel mains - 4"-8" | Replacement | £m | RIIO3 1 2027: -2.5904; RIIO3 2 2028: -2.7383; RIIO3 3 2029: -2.9076; RIIO3 4 2030: -3.0797; RIIO3 5 2031: -3.2316
| Mains - Steel mains - 9"- <18" | Replacement | £m | RIIO3 1 2027: -2.5904; RIIO3 2 2028: -2.7383; RIIO3 3 2029: -2.9076; RIIO3 4 2030: -3.0797; RIIO3 5 2031: -3.2316
| Mains - Steel mains - 18"+ | Replacement | £m | RIIO3 1 2027: -2.5904; RIIO3 2 2028: -2.7383; RIIO3 3 2029: -2.9076; RIIO3 4 2030: -3.0797; RIIO3 5 2031: -3.2316
| Services | Replacement | £m | RIIO3 1 2027: -0.76791; RIIO3 2 2028: -0.84946; RIIO3 3 2029: -0.94053; RIIO3 4 2030: -1.0318; RIIO3 5 2031: -1.1179
£m
£m
£m
£m
£m
£m
| Total Capex | (1) | £m | -8.5392 | -9.0645 | -9.6634 | -10.271 | -10.8127 | 0 | 0 | 0 | 0 | 0 | 0 | 0 | 0 | 0 | 0 | 0 | 0 | 0 | 0 | 0 | 0 | 0 | 0 | 0 | 0 | 0 | 0 | 0 | 0 | 0 | 0 | 0 | 0 | 0 | 0 | 0 | 0 | 0 | 0 | 0 | 0 | 0 | 0 | 0 | 0 | 0 | 0 | 0 | 0 | 0
Associated direct opex |  |  | £m
£m
£m
£m
£m
| Total Opex |  | £m | 0 | 0 | 0 | 0 | 0 | 0 | 0 | 0 | 0 | 0 | 0 | 0 | 0 | 0 | 0 | 0 | 0 | 0 | 0 | 0 | 0 | 0 | 0 | 0 | 0 | 0 | 0 | 0 | 0 | 0 | 0 | 0 | 0 | 0 | 0 | 0 | 0 | 0 | 0 | 0 | 0 | 0 | 0 | 0 | 0 | 0 | 0 | 0 | 0 | 0
Pass through costs | Leakage |  | £m | -3.5077 | -3.4428 | -3.3759 | -3.3069 | -3.2359 | -3.1627 | -3.1994 | -3.2366 | -3.2744 | -3.3128 | -3.3518 | -3.3914 | -3.4317 | -3.4725 | -3.514 | -3.5562 | -3.5991 | -3.6427 | -3.687 | -3.732 | -3.7778 | -3.8243 | -3.8716 | -3.9198 | -3.9688 | -4.0186 | -4.0693 | -4.1209 | -4.1734 | -4.2269 | -4.2813 | -4.3368 | -4.3932 | -4.4507 | -4.5093 | -4.569 | -4.6298 | -4.6918 | -4.7549 | -4.8193 | -4.885 | -4.952 | -5.0203 | -5.09 | -5.1612 | -5.2337 | -5.3078 | -5.3834 | -5.4606 | -5.539
£m
| Total Pass Through Costs |  | £m | -3.5077 | -3.4428 | -3.3759 | -3.3069 | -3.2359 | -3.1627 | -3.1994 | -3.2366 | -3.2744 | -3.3128 | -3.3518 | -3.3914 | -3.4317 | -3.4725 | -3.514 | -3.5562 | -3.5991 | -3.6427 | -3.687 | -3.732 | -3.7778 | -3.8243 | -3.8716 | -3.9198 | -3.9688 | -4.0186 | -4.0693 | -4.1209 | -4.1734 | -4.2269 | -4.2813 | -4.3368 | -4.3932 | -4.4507 | -4.5093 | -4.569 | -4.6298 | -4.6918 | -4.7549 | -4.8193 | -4.885 | -4.952 | -5.0203 | -5.09 | -5.1612 | -5.2337 | -5.3078 | -5.3834 | -5.4606 | -5.539
Annual cost calculations |  |  |  | 2027 | 2028 | 2029 | 2030 | 2031 | 2032 | 2033 | 2034 | 2035 | 2036 | 2037 | 2038 | 2039 | 2040 | 2041 | 2042 | 2043 | 2044 | 2045 | 2046 | 2047 | 2048 | 2049 | 2050 | 2051 | 2052 | 2053 | 2054 | 2055 | 2056 | 2057 | 2058 | 2059 | 2060 | 2061 | 2062 | 2063 | 2064 | 2065 | 2066 | 2067 | 2068 | 2069 | 2070 | 2071 | 2072 | 2073 | 2074 | 2075 | 2076
| Capitalisation rates | (2) | % | 100% | 100% | 100% | 100% | 100% | 100% | 100% | 100% | 100% | 100% | 100% | 100% | 100% | 100% | 100% | 100% | 100% | 100% | 100% | 100% | 100% | 100% | 100% | 0% | 0% | 0% | 0% | 0% | 0% | 0% | 0% | 0% | 0% | 0% | 0% | 0% | 0% | 0% | 0% | 0% | 0% | 0% | 0% | 0% | 0% | 0% | 0% | 0% | 0% | 0%
| Capitalised investment | (3)=(1)x(2) | £m | -8.5392 | -9.0645 | -9.6634 | -10.271 | -10.8127 | 0 | 0 | 0 | 0 | 0 | 0 | 0 | 0 | 0 | 0 | 0 | 0 | 0 | 0 | 0 | 0 | 0 | 0 | 0 | 0 | 0 | 0 | 0 | 0 | 0 | 0 | 0 | 0 | 0 | 0 | 0 | 0 | 0 | 0 | 0 | 0 | 0 | 0 | 0 | 0 | 0 | 0 | 0 | 0 | 0
| Investment to be expensed | (4)=(1)-(3) | £m | 0 | 0 | 0 | 0 | 0 | 0 | 0 | 0 | 0 | 0 | 0 | 0 | 0 | 0 | 0 | 0 | 0 | 0 | 0 | 0 | 0 | 0 | 0 | 0 | 0 | 0 | 0 | 0 | 0 | 0 | 0 | 0 | 0 | 0 | 0 | 0 | 0 | 0 | 0 | 0 | 0 | 0 | 0 | 0 | 0 | 0 | 0 | 0 | 0 | 0
| 2027 Depreciation | (5)2027=(3)2027*Dep_ratet | £m |  | -0.7116 | -0.68066 | -0.64972 | -0.61878 | -0.58784 | -0.5569 | -0.52597 | -0.49503 | -0.46409 | -0.43315 | -0.40221 | -0.37127 | -0.34033 | -0.30939 | -0.27845 | -0.24751 | -0.21657 | -0.18563 | -0.1547 | -0.12376 | -0.092817 | -0.061878 | -0.030939 | 0 | 0 | 0 | 0 | 0 | 0 | 0 | 0 | 0 | 0 | 0 | 0 | 0 | 0 | 0 | 0 | 0 | 0 | 0 | 0 | 0 | 0 | 0 | 0 | 0 | 0
| 2028 Depreciation | (5)2028=(3)2028*Dep_ratet | £m |  |  | -0.78822 | -0.75239 | -0.71656 | -0.68073 | -0.64491 | -0.60908 | -0.57325 | -0.53742 | -0.50159 | -0.46577 | -0.42994 | -0.39411 | -0.35828 | -0.32245 | -0.28662 | -0.2508 | -0.21497 | -0.17914 | -0.14331 | -0.10748 | -0.071656 | -0.035828 | 0 | 0 | 0 | 0 | 0 | 0 | 0 | 0 | 0 | 0 | 0 | 0 | 0 | 0 | 0 | 0 | 0 | 0 | 0 | 0 | 0 | 0 | 0 | 0 | 0 | 0
| 2029 Depreciation | (5)2029=(3)2029*Dep_ratet | £m |  |  |  | -0.87849 | -0.83666 | -0.79482 | -0.75299 | -0.71116 | -0.66933 | -0.62749 | -0.58566 | -0.54383 | -0.50199 | -0.46016 | -0.41833 | -0.3765 | -0.33466 | -0.29283 | -0.251 | -0.20916 | -0.16733 | -0.1255 | -0.083666 | -0.041833 | 0 | 0 | 0 | 0 | 0 | 0 | 0 | 0 | 0 | 0 | 0 | 0 | 0 | 0 | 0 | 0 | 0 | 0 | 0 | 0 | 0 | 0 | 0 | 0 | 0 | 0
| 2030 Depreciation | (5)2030=(3)2030*Dep_ratet | £m |  |  |  |  | -0.97819 | -0.92928 | -0.88037 | -0.83146 | -0.78255 | -0.73364 | -0.68473 | -0.63582 | -0.58691 | -0.538 | -0.48909 | -0.44018 | -0.39127 | -0.34237 | -0.29346 | -0.24455 | -0.19564 | -0.14673 | -0.097819 | -0.048909 | 0 | 0 | 0 | 0 | 0 | 0 | 0 | 0 | 0 | 0 | 0 | 0 | 0 | 0 | 0 | 0 | 0 | 0 | 0 | 0 | 0 | 0 | 0 | 0 | 0 | 0
| 2031 Depreciation | (5)2031=(3)2031*Dep_ratet | £m | [5 empty] | -1.0813 | -1.0244 | -0.96745 | -0.91054 | -0.85363 | -0.79672 | -0.73982 | -0.68291 | -0.626 | -0.56909 | -0.51218 | -0.45527 | -0.39836 | -0.34145 | -0.28454 | -0.22764 | -0.17073 | -0.11382 | -0.056909 | 0 | 0 | 0 | 0 | 0 | 0 | 0 | 0 | 0 | 0 | 0 | 0 | 0 | 0 | 0 | 0 | 0 | 0 | 0 | 0 | 0 | 0 | 0 | 0 | 0 | 0
| 2032 Depreciation | (5)2032=(3)2032*Dep_ratet | £m | [6 empty] | 0 | 0 | 0 | 0 | 0 | 0 | 0 | 0 | 0 | 0 | 0 | 0 | 0 | 0 | 0 | 0 | 0 | 0 | 0 | 0 | 0 | 0 | 0 | 0 | 0 | 0 | 0 | 0 | 0 | 0 | 0 | 0 | 0 | 0 | 0 | 0 | 0 | 0 | 0 | 0 | 0 | 0 | 0 | 0
| 2033 Depreciation | (5)2033=(3)2033*Dep_ratet | £m | [7 empty] | 0 | 0 | 0 | 0 | 0 | 0 | 0 | 0 | 0 | 0 | 0 | 0 | 0 | 0 | 0 | 0 | 0 | 0 | 0 | 0 | 0 | 0 | 0 | 0 | 0 | 0 | 0 | 0 | 0 | 0 | 0 | 0 | 0 | 0 | 0 | 0 | 0 | 0 | 0 | 0 | 0 | 0 | 0
| 2034 Depreciation | (5)2034=(3)2034*Dep_ratet | £m | [8 empty] | 0 | 0 | 0 | 0 | 0 | 0 | 0 | 0 | 0 | 0 | 0 | 0 | 0 | 0 | 0 | 0 | 0 | 0 | 0 | 0 | 0 | 0 | 0 | 0 | 0 | 0 | 0 | 0 | 0 | 0 | 0 | 0 | 0 | 0 | 0 | 0 | 0 | 0 | 0 | 0 | 0 | 0
| 2035 Depreciation | (5)2035=(3)2035*Dep_ratet | £m | [9 empty] | 0 | 0 | 0 | 0 | 0 | 0 | 0 | 0 | 0 | 0 | 0 | 0 | 0 | 0 | 0 | 0 | 0 | 0 | 0 | 0 | 0 | 0 | 0 | 0 | 0 | 0 | 0 | 0 | 0 | 0 | 0 | 0 | 0 | 0 | 0 | 0 | 0 | 0 | 0 | 0 | 0
| 2036 Depreciation | (5)2036=(3)2036*Dep_ratet | £m | [10 empty] | 0 | 0 | 0 | 0 | 0 | 0 | 0 | 0 | 0 | 0 | 0 | 0 | 0 | 0 | 0 | 0 | 0 | 0 | 0 | 0 | 0 | 0 | 0 | 0 | 0 | 0 | 0 | 0 | 0 | 0 | 0 | 0 | 0 | 0 | 0 | 0 | 0 | 0 | 0 | 0
| 2037 Depreciation | (5)2037=(3)2037*Dep_ratet | £m | [11 empty] | 0 | 0 | 0 | 0 | 0 | 0 | 0 | 0 | 0 | 0 | 0 | 0 | 0 | 0 | 0 | 0 | 0 | 0 | 0 | 0 | 0 | 0 | 0 | 0 | 0 | 0 | 0 | 0 | 0 | 0 | 0 | 0 | 0 | 0 | 0 | 0 | 0 | 0 | 0
| 2038 Depreciation | (5)2038=(3)2038*Dep_ratet | £m | [12 empty] | 0 | 0 | 0 | 0 | 0 | 0 | 0 | 0 | 0 | 0 | 0 | 0 | 0 | 0 | 0 | 0 | 0 | 0 | 0 | 0 | 0 | 0 | 0 | 0 | 0 | 0 | 0 | 0 | 0 | 0 | 0 | 0 | 0 | 0 | 0 | 0 | 0 | 0
| 2039 Depreciation | (5)2039=(3)2039*Dep_ratet | £m | [13 empty] | 0 | 0 | 0 | 0 | 0 | 0 | 0 | 0 | 0 | 0 | 0 | 0 | 0 | 0 | 0 | 0 | 0 | 0 | 0 | 0 | 0 | 0 | 0 | 0 | 0 | 0 | 0 | 0 | 0 | 0 | 0 | 0 | 0 | 0 | 0 | 0 | 0
| 2040 Depreciation | (5)2040=(3)2040*Dep_ratet | £m | [14 empty] | 0 | 0 | 0 | 0 | 0 | 0 | 0 | 0 | 0 | 0 | 0 | 0 | 0 | 0 | 0 | 0 | 0 | 0 | 0 | 0 | 0 | 0 | 0 | 0 | 0 | 0 | 0 | 0 | 0 | 0 | 0 | 0 | 0 | 0 | 0 | 0
| 2041 Depreciation | (5)2041=(3)2041*Dep_ratet | £m | [15 empty] | 0 | 0 | 0 | 0 | 0 | 0 | 0 | 0 | 0 | 0 | 0 | 0 | 0 | 0 | 0 | 0 | 0 | 0 | 0 | 0 | 0 | 0 | 0 | 0 | 0 | 0 | 0 | 0 | 0 | 0 | 0 | 0 | 0 | 0 | 0
| 2042 Depreciation | (5)2042=(3)2042*Dep_ratet | £m | [16 empty] | 0 | 0 | 0 | 0 | 0 | 0 | 0 | 0 | 0 | 0 | 0 | 0 | 0 | 0 | 0 | 0 | 0 | 0 | 0 | 0 | 0 | 0 | 0 | 0 | 0 | 0 | 0 | 0 | 0 | 0 | 0 | 0 | 0 | 0
| 2043 Depreciation | (5)2043=(3)2043*Dep_ratet | £m | [17 empty] | 0 | 0 | 0 | 0 | 0 | 0 | 0 | 0 | 0 | 0 | 0 | 0 | 0 | 0 | 0 | 0 | 0 | 0 | 0 | 0 | 0 | 0 | 0 | 0 | 0 | 0 | 0 | 0 | 0 | 0 | 0 | 0 | 0
| 2044 Depreciation | (5)2044=(3)2044*Dep_ratet | £m | [18 empty] | 0 | 0 | 0 | 0 | 0 | 0 | 0 | 0 | 0 | 0 | 0 | 0 | 0 | 0 | 0 | 0 | 0 | 0 | 0 | 0 | 0 | 0 | 0 | 0 | 0 | 0 | 0 | 0 | 0 | 0 | 0 | 0
| 2045 Depreciation | (5)2045=(3)2045*Dep_ratet | £m | [19 empty] | 0 | 0 | 0 | 0 | 0 | 0 | 0 | 0 | 0 | 0 | 0 | 0 | 0 | 0 | 0 | 0 | 0 | 0 | 0 | 0 | 0 | 0 | 0 | 0 | 0 | 0 | 0 | 0 | 0 | 0 | 0
| 2046 Depreciation | (5)2046=(3)2046*Dep_ratet | £m | [20 empty] | 0 | 0 | 0 | 0 | 0 | 0 | 0 | 0 | 0 | 0 | 0 | 0 | 0 | 0 | 0 | 0 | 0 | 0 | 0 | 0 | 0 | 0 | 0 | 0 | 0 | 0 | 0 | 0 | 0 | 0
| 2047 Depreciation | (5)2047=(3)2047*Dep_ratet | £m | 2048: 0; 2049: 0; 2050: 0; 2051: 0; 2052: 0; 2053: 0; 2054: 0; 2055: 0; 2056: 0; 2057: 0; 2058: 0; 2059: 0; 2060: 0; 2061: 0; 2062: 0; 2063: 0; 2064: 0; 2065: 0; 2066: 0; 2067: 0; 2068: 0; 2069: 0; 2070: 0; 2071: 0; 2072: 0; 2073: 0; 2074: 0; 2075: 0; 2076: 0
| 2048 Depreciation | (5)2048=(3)2048*Dep_ratet | £m | 2049: 0; 2050: 0; 2051: 0; 2052: 0; 2053: 0; 2054: 0; 2055: 0; 2056: 0; 2057: 0; 2058: 0; 2059: 0; 2060: 0; 2061: 0; 2062: 0; 2063: 0; 2064: 0; 2065: 0; 2066: 0; 2067: 0; 2068: 0; 2069: 0; 2070: 0; 2071: 0; 2072: 0; 2073: 0; 2074: 0; 2075: 0; 2076: 0
| 2049 Depreciation | (5)2049=(3)2049*Dep_ratet | £m | 2050: 0; 2051: 0; 2052: 0; 2053: 0; 2054: 0; 2055: 0; 2056: 0; 2057: 0; 2058: 0; 2059: 0; 2060: 0; 2061: 0; 2062: 0; 2063: 0; 2064: 0; 2065: 0; 2066: 0; 2067: 0; 2068: 0; 2069: 0; 2070: 0; 2071: 0; 2072: 0; 2073: 0; 2074: 0; 2075: 0; 2076: 0
| 2050 Depreciation | (5)2050=(3)2050*Dep_ratet | £m
| 2051 Depreciation | (5)2051=(3)2051*Dep_ratet | £m
| 2052 Depreciation | (5)2052=(3)2052*Dep_ratet | £m
| 2053 Depreciation | (5)2053=(3)2053*Dep_ratet | £m
| 2054 Depreciation | (5)2054=(3)2054*Dep_ratet | £m
| 2055 Depreciation | (5)2055=(3)2055*Dep_ratet | £m
| 2056 Depreciation | (5)2056=(3)2056*Dep_ratet | £m
| 2057 Depreciation | (5)2057=(3)2057*Dep_ratet | £m
| 2058 Depreciation | (5)2058=(3)2058*Dep_ratet | £m
| 2059 Depreciation | (5)2059=(3)2059*Dep_ratet | £m
| 2060 Depreciation | (5)2060=(3)2060*Dep_ratet | £m
| 2061 Depreciation | (5)2061=(3)2061*Dep_ratet | £m
| 2062 Depreciation | (5)2062=(3)2062*Dep_ratet | £m
| 2063 Depreciation | (5)2063=(3)2063*Dep_ratet | £m
| 2064 Depreciation | (5)2064=(3)2064*Dep_ratet | £m
| 2065 Depreciation | (5)2065=(3)2065*Dep_ratet | £m
| 2066 Depreciation | (5)2066=(3)2066*Dep_ratet | £m
| 2067 Depreciation | (5)2067=(3)2067*Dep_ratet | £m
| 2068 Depreciation | (5)2068=(3)2068*Dep_ratet | £m
| 2069 Depreciation | (5)2069=(3)2069*Dep_ratet | £m
| 2070 Depreciation | (5)2070=(3)2070*Dep_ratet | £m
| Depreciation | (5)=∑(5)t | £m | 0 | -0.7116 | -1.4689 | -2.2806 | -3.1502 | -4.0739 | -3.8595 | -3.6451 | -3.4307 | -3.2163 | -3.0019 | -2.7874 | -2.573 | -2.3586 | -2.1442 | -1.9298 | -1.7153 | -1.5009 | -1.2865 | -1.0721 | -0.85767 | -0.64325 | -0.42884 | -0.21442 | 0 | 0 | 0 | 0 | 0 | 0 | 0 | 0 | 0 | 0 | 0 | 0 | 0 | 0 | 0 | 0 | 0 | 0 | 0 | 0 | 0 | 0 | 0 | 0 | 0 | 0
| Opening RAV balance | (6op)t=(6cl)t-1 | £m | 0 | -8.5392 | -16.8921 | -25.0866 | -33.077 | -40.7395 | -36.6655 | -32.806 | -29.1609 | -25.7302 | -22.5139 | -19.5121 | -16.7246 | -14.1516 | -11.793 | -9.6488 | -7.7191 | -6.0037 | -4.5028 | -3.2163 | -2.1442 | -1.2865 | -0.64325 | -0.21442 | 3.0531e-15 | 3.0531e-15 | 3.0531e-15 | 3.0531e-15 | 3.0531e-15 | 3.0531e-15 | 3.0531e-15 | 3.0531e-15 | 3.0531e-15 | 3.0531e-15 | 3.0531e-15 | 3.0531e-15 | 3.0531e-15 | 3.0531e-15 | 3.0531e-15 | 3.0531e-15 | 3.0531e-15 | 3.0531e-15 | 3.0531e-15 | 3.0531e-15 | 3.0531e-15 | 3.0531e-15 | 3.0531e-15 | 3.0531e-15 | 3.0531e-15 | 3.0531e-15
| Discounted RAV balance | (6D)=(6cl)*(1/1+WACC)) | £m | -8.2171 | -16.2549 | -24.1403 | -31.8293 | -39.2027 | -35.2825 | -31.5685 | -28.0609 | -24.7596 | -21.6647 | -18.776 | -16.0938 | -13.6178 | -11.3482 | -9.2849 | -7.4279 | -5.7772 | -4.3329 | -3.095 | -2.0633 | -1.238 | -0.61899 | -0.20633 | 2.9379e-15 | 2.9379e-15 | 2.9379e-15 | 2.9379e-15 | 2.9379e-15 | 2.9379e-15 | 2.9379e-15 | 2.9379e-15 | 2.9379e-15 | 2.9379e-15 | 2.9379e-15 | 2.9379e-15 | 2.9379e-15 | 2.9379e-15 | 2.9379e-15 | 2.9379e-15 | 2.9379e-15 | 2.9379e-15 | 2.9379e-15 | 2.9379e-15 | 2.9379e-15 | 2.9379e-15 | 2.9379e-15 | 2.9379e-15 | 2.9379e-15 | 2.9379e-15 | 2.9379e-15
| Closing RAV balance | (6cl)=(3)-(5)+(6op) | £m | -8.5392 | -16.8921 | -25.0866 | -33.077 | -40.7395 | -36.6655 | -32.806 | -29.1609 | -25.7302 | -22.5139 | -19.5121 | -16.7246 | -14.1516 | -11.793 | -9.6488 | -7.7191 | -6.0037 | -4.5028 | -3.2163 | -2.1442 | -1.2865 | -0.64325 | -0.21442 | 3.0531e-15 | 3.0531e-15 | 3.0531e-15 | 3.0531e-15 | 3.0531e-15 | 3.0531e-15 | 3.0531e-15 | 3.0531e-15 | 3.0531e-15 | 3.0531e-15 | 3.0531e-15 | 3.0531e-15 | 3.0531e-15 | 3.0531e-15 | 3.0531e-15 | 3.0531e-15 | 3.0531e-15 | 3.0531e-15 | 3.0531e-15 | 3.0531e-15 | 3.0531e-15 | 3.0531e-15 | 3.0531e-15 | 3.0531e-15 | 3.0531e-15 | 3.0531e-15 | 3.0531e-15
| Cost of Capital | (6)=avg[(6D),(6op)]xWACC | £m | -0.16105 | -0.48596 | -0.80424 | -1.1156 | -1.4167 | -1.49 | -1.3374 | -1.193 | -1.0568 | -0.92894 | -0.80928 | -0.69787 | -0.59471 | -0.4998 | -0.41313 | -0.3347 | -0.26453 | -0.2026 | -0.14892 | -0.10348 | -0.06629 | -0.037348 | -0.016652 | -0.0042026 | 1.1742e-16 | 1.1742e-16 | 1.1742e-16 | 1.1742e-16 | 1.1742e-16 | 1.1742e-16 | 1.1742e-16 | 1.1742e-16 | 1.1742e-16 | 1.1742e-16 | 1.1742e-16 | 1.1742e-16 | 1.1742e-16 | 1.1742e-16 | 1.1742e-16 | 1.1742e-16 | 1.1742e-16 | 1.1742e-16 | 1.1742e-16 | 1.1742e-16 | 1.1742e-16 | 1.1742e-16 | 1.1742e-16 | 1.1742e-16 | 1.1742e-16 | 1.1742e-16
| Total Capitalised Costs | (7)=(5)+(6) | £m | -0.16105 | -1.1976 | -2.2731 | -3.3962 | -4.5669 | -5.564 | -5.1969 | -4.8381 | -4.4875 | -4.1452 | -3.8111 | -3.4853 | -3.1677 | -2.8584 | -2.5573 | -2.2645 | -1.9799 | -1.7035 | -1.4354 | -1.1756 | -0.92396 | -0.6806 | -0.44549 | -0.21862 | 1.1742e-16 | 1.1742e-16 | 1.1742e-16 | 1.1742e-16 | 1.1742e-16 | 1.1742e-16 | 1.1742e-16 | 1.1742e-16 | 1.1742e-16 | 1.1742e-16 | 1.1742e-16 | 1.1742e-16 | 1.1742e-16 | 1.1742e-16 | 1.1742e-16 | 1.1742e-16 | 1.1742e-16 | 1.1742e-16 | 1.1742e-16 | 1.1742e-16 | 1.1742e-16 | 1.1742e-16 | 1.1742e-16 | 1.1742e-16 | 1.1742e-16 | 1.1742e-16
| Total Non-Capitalised Costs |  |  | -3.5077 | -3.4428 | -3.3759 | -3.3069 | -3.2359 | -3.1627 | -3.1994 | -3.2366 | -3.2744 | -3.3128 | -3.3518 | -3.3914 | -3.4317 | -3.4725 | -3.514 | -3.5562 | -3.5991 | -3.6427 | -3.687 | -3.732 | -3.7778 | -3.8243 | -3.8716 | -3.9198 | -3.9688 | -4.0186 | -4.0693 | -4.1209 | -4.1734 | -4.2269 | -4.2813 | -4.3368 | -4.3932 | -4.4507 | -4.5093 | -4.569 | -4.6298 | -4.6918 | -4.7549 | -4.8193 | -4.885 | -4.952 | -5.0203 | -5.09 | -5.1612 | -5.2337 | -5.3078 | -5.3834 | -5.4606 | -5.539
| Total Direct Costs |  |  | -3.6687 | -4.6403 | -5.649 | -6.7031 | -7.8027 | -8.7266 | -8.3963 | -8.0747 | -7.762 | -7.458 | -7.163 | -6.8767 | -6.5994 | -6.3309 | -6.0714 | -5.8207 | -5.579 | -5.3462 | -5.1224 | -4.9076 | -4.7017 | -4.5049 | -4.3171 | -4.1384 | -3.9688 | -4.0186 | -4.0693 | -4.1209 | -4.1734 | -4.2269 | -4.2813 | -4.3368 | -4.3932 | -4.4507 | -4.5093 | -4.569 | -4.6298 | -4.6918 | -4.7549 | -4.8193 | -4.885 | -4.952 | -5.0203 | -5.09 | -5.1612 | -5.2337 | -5.3078 | -5.3834 | -5.4606 | -5.539
Non-Financial Costs/Benefits
Calculated values
| Category | Description |  | 2027 | 2028 | 2029 | 2030 | 2031 | 2032 | 2033 | 2034 | 2035 | 2036 | 2037 | 2038 | 2039 | 2040 | 2041 | 2042 | 2043 | 2044 | 2045 | 2046 | 2047 | 2048 | 2049 | 2050 | 2051 | 2052 | 2053 | 2054 | 2055 | 2056 | 2057 | 2058 | 2059 | 2060 | 2061 | 2062 | 2063 | 2064 | 2065 | 2066 | 2067 | 2068 | 2069 | 2070 | 2071 | 2072 | 2073 | 2074 | 2075 | 2076
Non-financial benefits/costs - values | Environmental | Leakage | £m | -20.9147 | -20.8931 | -20.7737 | -20.6301 | -20.5301 | -20.4012 | -20.9094 | -21.4963 | -22.0949 | -22.6352 | -23.2573 | -23.8919 | -24.5394 | -25.2737 | -25.9487 | -26.6375 | -27.3405 | -28.1353 | -28.8685 | -29.6962 | -30.4612 | -31.3234 | -32.2041 | -33.1036 | -34.0033 | -34.9269 | -35.879 | -36.849 | -37.8384 | -38.849 | -39.8835 | -40.9411 | -42.0217 | -43.1264 | -44.2562 | -45.4117 | -46.5934 | -47.8022 | -49.0388 | -50.304 | -51.5987 | -52.9237 | -54.2799 | -55.6682 | -57.0895 | -58.5449 | -60.0354 | -61.5619 | -63.1257 | -64.7217
| Environmental |  | £m
| Environmental |  | £m
| Safety | Fatality risk | £m | -0.78485 | -0.80616 | -0.82553 | -0.84124 | -0.85134 | -0.85372 | -0.87889 | -0.90494 | -0.93188 | -0.95976 | -0.9886 | -1.0184 | -1.0493 | -1.0813 | -1.1144 | -1.1486 | -1.184 | -1.2207 | -1.2587 | -1.298 | -1.3386 | -1.3807 | -1.4243 | -1.4694 | -1.5162 | -1.5645 | -1.6146 | -1.6665 | -1.7202 | -1.7758 | -1.8334 | -1.893 | -1.9548 | -2.0187 | -2.085 | -2.1536 | -2.2247 | -2.2983 | -2.3745 | -2.4535 | -2.5353 | -2.62 | -2.7078 | -2.7987 | -2.8929 | -2.9905 | -3.0916 | -3.1964 | -3.3049 | -3.4171
| Safety | Non-Fatality risk | £m | -0.011731 | -0.012049 | -0.012339 | -0.012574 | -0.012725 | -0.01276 | -0.013137 | -0.013526 | -0.013929 | -0.014345 | -0.014776 | -0.015222 | -0.015684 | -0.016162 | -0.016656 | -0.017168 | -0.017697 | -0.018245 | -0.018813 | -0.0194 | -0.020008 | -0.020637 | -0.021289 | -0.021963 | -0.022662 | -0.023385 | -0.024133 | -0.024908 | -0.025711 | -0.026542 | -0.027403 | -0.028294 | -0.029217 | -0.030173 | -0.031164 | -0.032189 | -0.033251 | -0.034351 | -0.035491 | -0.036671 | -0.037894 | -0.03916 | -0.040472 | -0.041831 | -0.043239 | -0.044698 | -0.046209 | -0.047775 | -0.049397 | -0.051074
| Safety |  | £m
| Safety |  | £m
| Financial | NGN VF Financial Risk | £m | -10.7269 | -10.6836 | -10.6324 | -10.5728 | -10.5043 | -10.4264 | -10.6122 | -10.8041 | -11.0024 | -11.2072 | -11.4189 | -11.6375 | -11.8635 | -12.0971 | -12.3385 | -12.588 | -12.8459 | -13.1126 | -13.3882 | -13.6733 | -13.968 | -14.2727 | -14.5879 | -14.9139 | -15.251 | -15.5997 | -15.9604 | -16.3335 | -16.7196 | -17.1189 | -17.5322 | -17.9597 | -18.4021 | -18.8599 | -19.3337 | -19.824 | -20.3315 | -20.8567 | -21.4004 | -21.9631 | -22.5457 | -23.1487 | -23.773 | -24.4193 | -25.0885 | -25.7813 | -26.4987 | -27.2415 | -28.0107 | -28.8016
| Financial | NGN VF Customer Risk | £m | -0.55719 | -0.55996 | -0.56076 | -0.5594 | -0.5557 | -0.54945 | -0.55447 | -0.55965 | -0.56496 | -0.57043 | -0.57606 | -0.58185 | -0.5878 | -0.59393 | -0.60025 | -0.60674 | -0.61344 | -0.62033 | -0.62742 | -0.63474 | -0.64227 | -0.65004 | -0.65804 | -0.66629 | -0.67479 | -0.68356 | -0.6926 | -0.70193 | -0.71155 | -0.72147 | -0.73171 | -0.74228 | -0.75318 | -0.76443 | -0.77605 | -0.78804 | -0.80042 | -0.8132 | -0.82641 | -0.84004 | -0.85412 | -0.86867 | -0.8837 | -0.89923 | -0.91528 | -0.93186 | -0.94899 | -0.9667 | -0.98501 | -1.0037
| Financial | NGN VF Compliance Risk | £m | -0.12727 | -0.13073 | -0.13387 | -0.13641 | -0.13805 | -0.13844 | -0.14252 | -0.14674 | -0.15111 | -0.15563 | -0.16031 | -0.16514 | -0.17015 | -0.17533 | -0.1807 | -0.18625 | -0.19199 | -0.19794 | -0.20409 | -0.21046 | -0.21706 | -0.22389 | -0.23095 | -0.23827 | -0.24585 | -0.25369 | -0.26181 | -0.27022 | -0.27893 | -0.28794 | -0.29728 | -0.30695 | -0.31696 | -0.32733 | -0.33807 | -0.3492 | -0.36072 | -0.37265 | -0.38502 | -0.39782 | -0.41108 | -0.42482 | -0.43906 | -0.4538 | -0.46907 | -0.4849 | -0.50129 | -0.51828 | -0.53587 | -0.55407
| Other |  | £m
| Other |  | £m
Inputs
| Category | Description
Non-financial benefits/costs - inputs | Environmental | Leakage | GWh | 51.358 | 50.4079 | 49.4284 | 48.419 | 47.3786 | 46.3067 | 46.8439 | 47.3894 | 47.9431 | 48.5054 | 49.0764 | 49.6563 | 50.2453 | 50.8437 | 51.4516 | 52.0692 | 52.6969 | 53.3349 | 53.9833 | 54.6425 | 55.3128 | 55.9943 | 56.6874 | 57.3924 | 58.1095 | 58.8391 | 59.5815 | 60.337 | 61.106 | 61.8888 | 62.6858 | 63.4974 | 64.3239 | 65.1658 | 66.0234 | 66.8972 | 67.7876 | 68.6951 | 69.6202 | 70.5634 | 71.525 | 72.5058 | 73.5062 | 74.5267 | 75.568 | 76.6307 | 77.7153 | 78.8225 | 79.953 | 81.0996
Environmental
Environmental
| Safety | Fatality risk |  | 0.035035 | 0.035987 | 0.036852 | 0.037553 | 0.038004 | 0.03811 | 0.039234 | 0.040396 | 0.041599 | 0.042843 | 0.044131 | 0.045463 | 0.046842 | 0.048269 | 0.049745 | 0.051273 | 0.052855 | 0.054492 | 0.056187 | 0.05794 | 0.059756 | 0.061636 | 0.063581 | 0.065596 | 0.067682 | 0.069841 | 0.072077 | 0.074392 | 0.076789 | 0.079271 | 0.081842 | 0.084504 | 0.087261 | 0.090116 | 0.093073 | 0.096136 | 0.099308 | 0.10259 | 0.106 | 0.10952 | 0.11317 | 0.11696 | 0.12087 | 0.12493 | 0.12914 | 0.1335 | 0.13801 | 0.14269 | 0.14753 | 0.15254
| Safety | Non-Fatality risk |  | 0.077857 | 0.079971 | 0.081893 | 0.08345 | 0.084453 | 0.084689 | 0.087186 | 0.089769 | 0.092442 | 0.095208 | 0.098069 | 0.10103 | 0.10409 | 0.10726 | 0.11055 | 0.11394 | 0.11746 | 0.12109 | 0.12486 | 0.12876 | 0.13279 | 0.13697 | 0.14129 | 0.14577 | 0.1504 | 0.1552 | 0.16017 | 0.16532 | 0.17064 | 0.17616 | 0.18187 | 0.18779 | 0.19391 | 0.20026 | 0.20683 | 0.21364 | 0.22068 | 0.22799 | 0.23555 | 0.24338 | 0.2515 | 0.2599 | 0.26861 | 0.27763 | 0.28698 | 0.29666 | 0.30669 | 0.31708 | 0.32784 | 0.33898
Safety
Safety
Other
Other
Other
Other
Other
Alternative carbon calculations |  |  |  | 2027 | 2028 | 2029 | 2030 | 2031 | 2032 | 2033 | 2034 | 2035 | 2036 | 2037 | 2038 | 2039 | 2040 | 2041 | 2042 | 2043 | 2044 | 2045 | 2046 | 2047 | 2048 | 2049 | 2050 | 2051 | 2052 | 2053 | 2054 | 2055 | 2056 | 2057 | 2058 | 2059 | 2060 | 2061 | 2062 | 2063 | 2064 | 2065 | 2066 | 2067 | 2068 | 2069 | 2070 | 2071 | 2072 | 2073 | 2074 | 2075 | 2076
Environmental costs - low CO2 cost | Environmental | Leakage | £m | -10.4739 | -10.4367 | -10.3898 | -10.3326 | -10.2645 | -10.1851 | -10.4601 | -10.7431 | -11.0341 | -11.3335 | -11.6416 | -11.9585 | -12.2846 | -12.6202 | -12.9627 | -13.3151 | -13.6777 | -14.051 | -14.4351 | -14.8306 | -15.2376 | -15.6568 | -16.0883 | -16.5327 | -16.9795 | -17.4379 | -17.9072 | -18.3868 | -18.8765 | -19.3766 | -19.8881 | -20.411 | -20.9454 | -21.4918 | -22.0505 | -22.6218 | -23.2062 | -23.8039 | -24.4153 | -25.0409 | -25.681 | -26.3361 | -27.0066 | -27.693 | -28.3956 | -29.1151 | -29.8519 | -30.6065 | -31.3796 | -32.1685
| Environmental |  | £m
| Environmental |  | £m
Environmental costs - high CO2 cost | Environmental | Leakage | £m | -31.4218 | -31.3101 | -31.1693 | -30.9977 | -30.7936 | -30.5552 | -31.3804 | -32.2292 | -33.1024 | -34.0006 | -34.9247 | -35.8755 | -36.8539 | -37.8607 | -38.8881 | -39.9452 | -41.0332 | -42.1529 | -43.3053 | -44.4917 | -45.7129 | -46.9703 | -48.265 | -49.5982 | -50.9384 | -52.3138 | -53.7217 | -55.1605 | -56.6296 | -58.1297 | -59.6643 | -61.2329 | -62.8362 | -64.4753 | -66.1514 | -67.8655 | -69.6185 | -71.4116 | -73.246 | -75.1227 | -77.0431 | -79.0083 | -81.0198 | -83.0789 | -85.1869 | -87.3453 | -89.5557 | -91.8196 | -94.1387 | -96.5054
| Environmental |  | £m
| Environmental |  | £m
Net Present Values
Discount factors and summary
|  |  |  | 2027 | 2028 | 2029 | 2030 | 2031 | 2032 | 2033 | 2034 | 2035 | 2036 | 2037 | 2038 | 2039 | 2040 | 2041 | 2042 | 2043 | 2044 | 2045 | 2046 | 2047 | 2048 | 2049 | 2050 | 2051 | 2052 | 2053 | 2054 | 2055 | 2056 | 2057 | 2058 | 2059 | 2060 | 2061 | 2062 | 2063 | 2064 | 2065 | 2066 | 2067 | 2068 | 2069 | 2070 | 2071 | 2072 | 2073 | 2074 | 2075 | 2076
Discount factors | Discount factor (Non-Safety) | =1/[(1+SRTP)^n] | % | 100% | 96.62% | 93.35% | 90.19% | 87.14% | 84.2% | 81.35% | 78.6% | 75.94% | 73.37% | 70.89% | 68.49% | 66.18% | 63.94% | 61.78% | 59.69% | 57.67% | 55.72% | 53.84% | 52.02% | 50.26% | 48.56% | 46.92% | 45.33% | 43.8% | 42.31% | 40.88% | 39.5% | 38.17% | 36.87% | 35.63% | 34.59% | 33.58% | 32.6% | 31.65% | 30.73% | 29.84% | 28.97% | 28.12% | 27.31% | 26.51% | 25.74% | 24.99% | 24.26% | 23.55% | 22.87% | 22.2% | 21.56% | 20.93% | 20.32%
| Discount factor (Safety) | =1/[(1+HDR)^n] | % | 100% | 98.52% | 97.07% | 95.63% | 94.22% | 92.83% | 91.45% | 90.1% | 88.77% | 87.46% | 86.17% | 84.89% | 83.64% | 82.4% | 81.18% | 79.99% | 78.8% | 77.64% | 76.49% | 75.36% | 74.25% | 73.15% | 72.07% | 71% | 69.95% | 68.92% | 67.9% | 66.9% | 65.91% | 64.94% | 63.98% | 63.16% | 62.36% | 61.57% | 60.79% | 60.02% | 59.25% | 58.5% | 57.76% | 57.03% | 56.3% | 55.59% | 54.88% | 54.18% | 53.5% | 52.82% | 52.15% | 51.48% | 50.83% | 50.19%
Summary of discounted costs/benefits | Capex |  | £m | -0.16105 | -1.1571 | -2.122 | -3.0631 | -3.9798 | -4.6847 | -4.2277 | -3.8027 | -3.4079 | -3.0415 | -2.7018 | -2.3872 | -2.0964 | -1.8277 | -1.5799 | -1.3516 | -1.1418 | -0.94921 | -0.77278 | -0.61148 | -0.46435 | -0.33048 | -0.209 | -0.099098 | 5.1427e-17 | 4.9688e-17 | 4.8008e-17 | 4.6384e-17 | 4.4816e-17 | 4.33e-17 | 4.1836e-17 | 4.0617e-17 | 3.9434e-17 | 3.8286e-17 | 3.7171e-17 | 3.6088e-17 | 3.5037e-17 | 3.4016e-17 | 3.3026e-17 | 3.2064e-17 | 3.113e-17 | 3.0223e-17 | 2.9343e-17 | 2.8488e-17 | 2.7658e-17 | 2.6853e-17 | 2.6071e-17 | 2.5311e-17 | 2.4574e-17 | 2.3858e-17
| Opex |  | £m | 0 | 0 | 0 | 0 | 0 | 0 | 0 | 0 | 0 | 0 | 0 | 0 | 0 | 0 | 0 | 0 | 0 | 0 | 0 | 0 | 0 | 0 | 0 | 0 | 0 | 0 | 0 | 0 | 0 | 0 | 0 | 0 | 0 | 0 | 0 | 0 | 0 | 0 | 0 | 0 | 0 | 0 | 0 | 0 | 0 | 0 | 0 | 0 | 0 | 0
| Pass Through Costs |  | £m | -3.5077 | -3.3263 | -3.1514 | -2.9827 | -2.8199 | -2.6629 | -2.6027 | -2.5439 | -2.4866 | -2.4307 | -2.3762 | -2.3229 | -2.271 | -2.2203 | -2.1709 | -2.1227 | -2.0756 | -2.0297 | -1.9849 | -1.9412 | -1.8986 | -1.857 | -1.8164 | -1.7768 | -1.7382 | -1.7005 | -1.6637 | -1.6278 | -1.5928 | -1.5587 | -1.5253 | -1.5001 | -1.4754 | -1.4511 | -1.4274 | -1.4042 | -1.3814 | -1.3591 | -1.3373 | -1.316 | -1.295 | -1.2746 | -1.2545 | -1.2349 | -1.2157 | -1.1969 | -1.1784 | -1.1604 | -1.1428 | -1.1254
| Environmental - central CO2 cost |  | £m | -20.9147 | -20.1866 | -19.3924 | -18.6072 | -17.8908 | -17.1772 | -17.0098 | -16.8959 | -16.7791 | -16.6081 | -16.4875 | -16.3646 | -16.2398 | -16.1601 | -16.0306 | -15.8997 | -15.7674 | -15.6771 | -15.5417 | -15.4466 | -15.3088 | -15.2097 | -15.1086 | -15.0054 | -14.892 | -14.7792 | -14.6687 | -14.5558 | -14.4412 | -14.3255 | -14.2096 | -14.1616 | -14.112 | -14.0612 | -14.0092 | -13.9563 | -13.9024 | -13.8477 | -13.7921 | -13.7359 | -13.6791 | -13.6217 | -13.5638 | -13.5056 | -13.447 | -13.3881 | -13.3291 | -13.2699 | -13.2107 | -13.1502
| Environmental - low CO2 cost |  | £m | -10.4739 | -10.0838 | -9.699 | -9.3194 | -8.9449 | -8.5755 | -8.5093 | -8.444 | -8.3794 | -8.3158 | -8.2529 | -8.1909 | -8.1298 | -8.0694 | -8.0081 | -7.9476 | -7.888 | -7.8292 | -7.7713 | -7.7142 | -7.6579 | -7.6025 | -7.5479 | -7.4941 | -7.4363 | -7.3788 | -7.3211 | -7.263 | -7.2043 | -7.1451 | -7.0857 | -7.0602 | -7.034 | -7.0073 | -6.98 | -6.9523 | -6.9242 | -6.8957 | -6.8668 | -6.8376 | -6.8082 | -6.7785 | -6.7486 | -6.7185 | -6.6884 | -6.6581 | -6.6277 | -6.5974 | -6.567 | -6.536
| Environmental - high CO2 cost |  | £m | -31.4218 | -30.2513 | -29.0969 | -27.9581 | -26.8348 | -25.7266 | -25.528 | -25.3319 | -25.1383 | -24.9473 | -24.7588 | -24.5728 | -24.3893 | -24.2083 | -24.0243 | -23.8429 | -23.6641 | -23.4877 | -23.3139 | -23.1426 | -22.9738 | -22.8074 | -22.6436 | -22.4822 | -22.3089 | -22.1364 | -21.9634 | -21.7891 | -21.6129 | -21.4352 | -21.2571 | -21.1805 | -21.1021 | -21.0219 | -20.9401 | -20.857 | -20.7726 | -20.687 | -20.6004 | -20.5128 | -20.4245 | -20.3354 | -20.2458 | -20.1556 | -20.0651 | -19.9743 | -19.8832 | -19.7921 | -19.701 | -19.608
| Safety |  | £m | -0.79658 | -0.80612 | -0.81329 | -0.81651 | -0.81411 | -0.80432 | -0.8158 | -0.82756 | -0.83961 | -0.85194 | -0.86458 | -0.87752 | -0.89077 | -0.90433 | -0.91822 | -0.93244 | -0.947 | -0.9619 | -0.97716 | -0.99277 | -1.0087 | -1.0251 | -1.0418 | -1.059 | -1.0765 | -1.0944 | -1.1128 | -1.1315 | -1.1507 | -1.1704 | -1.1905 | -1.2136 | -1.2373 | -1.2615 | -1.2864 | -1.3118 | -1.3379 | -1.3646 | -1.392 | -1.42 | -1.4487 | -1.4782 | -1.5083 | -1.5391 | -1.5707 | -1.6031 | -1.6363 | -1.6702 | -1.705 | -1.7405
| Financial |  | £m | -11.4114 | -10.9897 | -10.5739 | -10.1637 | -9.7585 | -9.3579 | -9.2 | -9.0471 | -8.8991 | -8.7558 | -8.6171 | -8.4827 | -8.3527 | -8.2268 | -8.1049 | -7.987 | -7.8728 | -7.7623 | -7.6554 | -7.5519 | -7.4517 | -7.3548 | -7.261 | -7.1703 | -7.0825 | -6.9976 | -6.9154 | -6.836 | -6.7591 | -6.6848 | -6.6129 | -6.5752 | -6.5393 | -6.5052 | -6.4727 | -6.442 | -6.4129 | -6.3855 | -6.3596 | -6.3352 | -6.3124 | -6.291 | -6.2711 | -6.2526 | -6.2355 | -6.2197 | -6.2053 | -6.1921 | -6.1802 | -6.1684
| Other |  | £m | 0 | 0 | 0 | 0 | 0 | 0 | 0 | 0 | 0 | 0 | 0 | 0 | 0 | 0 | 0 | 0 | 0 | 0 | 0 | 0 | 0 | 0 | 0 | 0 | 0 | 0 | 0 | 0 | 0 | 0 | 0 | 0 | 0 | 0 | 0 | 0 | 0 | 0 | 0 | 0 | 0 | 0 | 0 | 0 | 0 | 0 | 0 | 0 | 0 | 0
Annual Total | Total - central carbon cost |  | £m | -36.7914 | -36.4658 | -36.053 | -35.6331 | -35.2631 | -34.6871 | -33.856 | -33.1172 | -32.4124 | -31.6881 | -31.0471 | -30.4351 | -29.8506 | -29.3393 | -28.8046 | -28.2935 | -27.8047 | -27.3802 | -26.9319 | -26.544 | -26.1321 | -25.7771 | -25.4368 | -25.1105 | -24.7891 | -24.5716 | -24.3605 | -24.1511 | -23.9438 | -23.7393 | -23.5384 | -23.4505 | -23.3639 | -23.279 | -23.1958 | -23.1143 | -23.0347 | -22.9569 | -22.881 | -22.8071 | -22.7352 | -22.6654 | -22.5977 | -22.5322 | -22.4689 | -22.4078 | -22.3491 | -22.2927 | -22.2387 | -22.1846
| Total - low carbon cost |  | £m | -26.3506 | -26.363 | -26.3596 | -26.3454 | -26.3172 | -26.0854 | -25.3555 | -24.6653 | -24.0127 | -23.3957 | -22.8125 | -22.2614 | -21.7406 | -21.2486 | -20.7821 | -20.3414 | -19.9253 | -19.5324 | -19.1615 | -18.8115 | -18.4813 | -18.1698 | -17.8761 | -17.5992 | -17.3334 | -17.1712 | -17.013 | -16.8583 | -16.707 | -16.5589 | -16.4144 | -16.3491 | -16.2859 | -16.2251 | -16.1666 | -16.1104 | -16.0565 | -16.0049 | -15.9557 | -15.9088 | -15.8643 | -15.8222 | -15.7825 | -15.7451 | -15.7102 | -15.6778 | -15.6477 | -15.6201 | -15.595 | -15.5704
| Total - high carbon cost |  | £m | -47.2984 | -46.5305 | -45.7575 | -44.9841 | -44.2071 | -43.2365 | -42.3742 | -41.5532 | -40.7716 | -40.0272 | -39.3184 | -38.6432 | -38.0001 | -37.3874 | -36.7983 | -36.2367 | -35.7013 | -35.1909 | -34.7041 | -34.2399 | -33.7971 | -33.3748 | -32.9718 | -32.5873 | -32.206 | -31.9288 | -31.6553 | -31.3844 | -31.1156 | -30.8491 | -30.5858 | -30.4694 | -30.354 | -30.2397 | -30.1267 | -30.015 | -29.9049 | -29.7962 | -29.6893 | -29.584 | -29.4806 | -29.3791 | -29.2796 | -29.1822 | -29.087 | -28.9939 | -28.9032 | -28.8149 | -28.729 | -28.6424
Net Present Value | NPV - central carbon cost |  | £m | -36.7914 | -73.2572 | -109.3102 | -144.9434 | -180.2064 | -214.8935 | -248.7496 | -281.8668 | -314.2792 | -345.9673 | -377.0144 | -407.4495 | -437.3 | -466.6393 | -495.4439 | -523.7374 | -551.542 | -578.9223 | -605.8542 | -632.3981 | -658.5302 | -684.3073 | -709.7441 | -734.8546 | -759.6437 | -784.2153 | -808.5759 | -832.727 | -856.6708 | -880.4101 | -903.9485 | -927.399 | -950.7629 | -974.0418 | -997.2376 | -1020.3519 | -1043.3866 | -1066.3435 | -1089.2245 | -1112.0316 | -1134.7668 | -1157.4322 | -1180.0299 | -1202.5621 | -1225.031 | -1247.4388 | -1269.7879 | -1292.0806 | -1314.3193 | -1336.5039
| NPV - low carbon cost |  | £m | -26.3506 | -52.7136 | -79.0731 | -105.4185 | -131.7357 | -157.8211 | -183.1766 | -207.8419 | -231.8546 | -255.2503 | -278.0629 | -300.3242 | -322.0648 | -343.3134 | -364.0955 | -384.4369 | -404.3621 | -423.8945 | -443.056 | -461.8675 | -480.3488 | -498.5187 | -516.3947 | -533.9939 | -551.3273 | -568.4985 | -585.5115 | -602.3698 | -619.0768 | -635.6357 | -652.0501 | -668.3992 | -684.6852 | -700.9103 | -717.0768 | -733.1872 | -749.2436 | -765.2485 | -781.2042 | -797.113 | -812.9773 | -828.7995 | -844.582 | -860.3271 | -876.0374 | -891.7151 | -907.3629 | -922.983 | -938.578 | -954.1484
| NPV - high carbon cost |  | £m | -47.2984 | -93.829 | -139.5864 | -184.5706 | -228.7777 | -272.0141 | -314.3883 | -355.9416 | -396.7131 | -436.7404 | -476.0588 | -514.702 | -552.7021 | -590.0895 | -626.8878 | -663.1245 | -698.8258 | -734.0167 | -768.7208 | -802.9607 | -836.7579 | -870.1326 | -903.1044 | -935.6917 | -967.8977 | -999.8265 | -1031.4818 | -1062.8661 | -1093.9817 | -1124.8308 | -1155.4166 | -1185.886 | -1216.24 | -1246.4797 | -1276.6064 | -1306.6214 | -1336.5263 | -1366.3225 | -1396.0118 | -1425.5958 | -1455.0765 | -1484.4556 | -1513.7352 | -1542.9175 | -1572.0044 | -1600.9984 | -1629.9016 | -1658.7165 | -1687.4455 | -1716.0879
Comparison to baseline
|  |  |  | 2027 | 2028 | 2029 | 2030 | 2031 | 2032 | 2033 | 2034 | 2035 | 2036 | 2037 | 2038 | 2039 | 2040 | 2041 | 2042 | 2043 | 2044 | 2045 | 2046 | 2047 | 2048 | 2049 | 2050 | 2051 | 2052 | 2053 | 2054 | 2055 | 2056 | 2057 | 2058 | 2059 | 2060 | 2061 | 2062 | 2063 | 2064 | 2065 | 2066 | 2067 | 2068 | 2069 | 2070 | 2071 | 2072 | 2073 | 2074 | 2075 | 2076
Summary of discounted costs/benefits | Capex |  | £m | -0.16105 | -1.1571 | -2.122 | -3.0631 | -3.9798 | -4.6847 | -4.2277 | -3.8027 | -3.4079 | -3.0415 | -2.7018 | -2.3872 | -2.0964 | -1.8277 | -1.5799 | -1.3516 | -1.1418 | -0.94921 | -0.77278 | -0.61148 | -0.46435 | -0.33048 | -0.209 | -0.099098 | 5.1427e-17 | 4.9688e-17 | 4.8008e-17 | 4.6384e-17 | 4.4816e-17 | 4.33e-17 | 4.1836e-17 | 4.0617e-17 | 3.9434e-17 | 3.8286e-17 | 3.7171e-17 | 3.6088e-17 | 3.5037e-17 | 3.4016e-17 | 3.3026e-17 | 3.2064e-17 | 3.113e-17 | 3.0223e-17 | 2.9343e-17 | 2.8488e-17 | 2.7658e-17 | 2.6853e-17 | 2.6071e-17 | 2.5311e-17 | 2.4574e-17 | 2.3858e-17
| Opex |  | £m | 0 | 0 | 0 | 0 | 0 | 0 | 0 | 0 | 0 | 0 | 0 | 0 | 0 | 0 | 0 | 0 | 0 | 0 | 0 | 0 | 0 | 0 | 0 | 0 | 0 | 0 | 0 | 0 | 0 | 0 | 0 | 0 | 0 | 0 | 0 | 0 | 0 | 0 | 0 | 0 | 0 | 0 | 0 | 0 | 0 | 0 | 0 | 0 | 0 | 0
| Pass Through Costs |  | £m | 0 | 0.10183 | 0.1992 | 0.29228 | 0.38122 | 0.46618 | 0.45608 | 0.44623 | 0.43662 | 0.42724 | 0.41808 | 0.40915 | 0.40044 | 0.39193 | 0.38364 | 0.37554 | 0.36764 | 0.35993 | 0.35241 | 0.34507 | 0.33791 | 0.33092 | 0.32411 | 0.31746 | 0.31097 | 0.30464 | 0.29846 | 0.29243 | 0.28655 | 0.28081 | 0.27522 | 0.27106 | 0.267 | 0.26302 | 0.25913 | 0.25532 | 0.25159 | 0.24794 | 0.24437 | 0.24088 | 0.23746 | 0.23412 | 0.23084 | 0.22764 | 0.22451 | 0.22145 | 0.21846 | 0.21553 | 0.21267 | 0.20984
| Environmental - central CO2 cost |  | £m | 0 | 0.61795 | 1.2258 | 1.8234 | 2.4187 | 3.0071 | 2.9807 | 2.9637 | 2.9462 | 2.9191 | 2.901 | 2.8824 | 2.8635 | 2.8526 | 2.8329 | 2.8129 | 2.7928 | 2.78 | 2.7593 | 2.7458 | 2.7247 | 2.7105 | 2.6959 | 2.681 | 2.6643 | 2.6477 | 2.6315 | 2.6149 | 2.598 | 2.5809 | 2.5638 | 2.559 | 2.5539 | 2.5486 | 2.5432 | 2.5377 | 2.532 | 2.5262 | 2.5203 | 2.5143 | 2.5082 | 2.5021 | 2.4959 | 2.4897 | 2.4834 | 2.4772 | 2.4709 | 2.4647 | 2.4585 | 2.452
| Environmental - low CO2 cost |  | £m | 0 | 0.30868 | 0.61306 | 0.91322 | 1.2093 | 1.5013 | 1.4911 | 1.4811 | 1.4713 | 1.4616 | 1.4521 | 1.4427 | 1.4335 | 1.4244 | 1.4152 | 1.4061 | 1.3971 | 1.3884 | 1.3797 | 1.3713 | 1.363 | 1.3548 | 1.3468 | 1.339 | 1.3304 | 1.3219 | 1.3134 | 1.3048 | 1.2961 | 1.2873 | 1.2785 | 1.2758 | 1.273 | 1.2701 | 1.2672 | 1.2641 | 1.2611 | 1.258 | 1.2548 | 1.2516 | 1.2483 | 1.2451 | 1.2418 | 1.2385 | 1.2352 | 1.2319 | 1.2286 | 1.2254 | 1.2221 | 1.2187
| Environmental - high CO2 cost |  | £m | 0 | 0.92605 | 1.8392 | 2.7397 | 3.6278 | 4.5039 | 4.4734 | 4.4434 | 4.4139 | 4.3849 | 4.3563 | 4.3281 | 4.3004 | 4.2732 | 4.2455 | 4.2182 | 4.1914 | 4.1651 | 4.1392 | 4.1138 | 4.0889 | 4.0644 | 4.0404 | 4.0169 | 3.9912 | 3.9657 | 3.9401 | 3.9143 | 3.8882 | 3.8618 | 3.8354 | 3.8273 | 3.8189 | 3.8103 | 3.8015 | 3.7924 | 3.7832 | 3.7739 | 3.7644 | 3.7547 | 3.745 | 3.7353 | 3.7254 | 3.7156 | 3.7057 | 3.6958 | 3.6859 | 3.6761 | 3.6663 | 3.6561
| Safety |  | £m | 0 | 0.001311 | 0.0052637 | 0.013439 | 0.027515 | 0.04927 | 0.050043 | 0.050832 | 0.05164 | 0.052465 | 0.053309 | 0.054171 | 0.055053 | 0.055954 | 0.056874 | 0.057816 | 0.058778 | 0.059761 | 0.060766 | 0.061793 | 0.062843 | 0.063916 | 0.065012 | 0.066133 | 0.067279 | 0.06845 | 0.069646 | 0.070869 | 0.072119 | 0.073396 | 0.074702 | 0.076196 | 0.077727 | 0.079293 | 0.080897 | 0.082539 | 0.084219 | 0.08594 | 0.087701 | 0.089505 | 0.091351 | 0.093241 | 0.095176 | 0.097156 | 0.099184 | 0.10126 | 0.10339 | 0.10556 | 0.10779 | 0.11006
| Financial |  |  | 0 | 0.23051 | 0.46108 | 0.69197 | 0.92347 | 1.1558 | 1.1508 | 1.146 | 1.1413 | 1.1367 | 1.1322 | 1.1279 | 1.1237 | 1.1196 | 1.1156 | 1.1118 | 1.108 | 1.1044 | 1.1009 | 1.0975 | 1.0943 | 1.0911 | 1.088 | 1.085 | 1.0822 | 1.0794 | 1.0767 | 1.0741 | 1.0716 | 1.0692 | 1.0669 | 1.0698 | 1.0728 | 1.076 | 1.0792 | 1.0825 | 1.0858 | 1.0893 | 1.0928 | 1.0965 | 1.1002 | 1.104 | 1.1079 | 1.1119 | 1.1159 | 1.1201 | 1.1243 | 1.1286 | 1.133 | 1.1374
| Other |  | £m | 0 | 0 | 0 | 0 | 0 | 0 | 0 | 0 | 0 | 0 | 0 | 0 | 0 | 0 | 0 | 0 | 0 | 0 | 0 | 0 | 0 | 0 | 0 | 0 | 0 | 0 | 0 | 0 | 0 | 0 | 0 | 0 | 0 | 0 | 0 | 0 | 0 | 0 | 0 | 0 | 0 | 0 | 0 | 0 | 0 | 0 | 0 | 0 | 0 | 0
Annual Total | Total - central carbon cost |  | £m | -0.16105 | -0.20547 | -0.23067 | -0.2421 | -0.22889 | -0.0062797 | 0.41 | 0.80403 | 1.1678 | 1.494 | 1.8028 | 2.0863 | 2.3463 | 2.5924 | 2.8091 | 3.0064 | 3.1854 | 3.3549 | 3.5007 | 3.6387 | 3.7553 | 3.8659 | 3.964 | 4.0505 | 4.1247 | 4.1001 | 4.0763 | 4.0523 | 4.0283 | 4.0043 | 3.9806 | 3.9761 | 3.9715 | 3.9669 | 3.9624 | 3.958 | 3.9536 | 3.9494 | 3.9452 | 3.9411 | 3.9372 | 3.9334 | 3.9298 | 3.9264 | 3.9231 | 3.92 | 3.9171 | 3.9144 | 3.912 | 3.9093
| Total - low carbon cost |  | £m | -0.16105 | -0.51474 | -0.84338 | -1.1522 | -1.4383 | -1.5121 | -1.0796 | -0.67852 | -0.30707 | 0.036512 | 0.35389 | 0.64665 | 0.91628 | 1.1642 | 1.3914 | 1.5996 | 1.7898 | 1.9633 | 2.1211 | 2.2642 | 2.3936 | 2.5102 | 2.6149 | 2.7085 | 2.7908 | 2.7744 | 2.7582 | 2.7422 | 2.7264 | 2.7107 | 2.6953 | 2.6929 | 2.6906 | 2.6884 | 2.6863 | 2.6845 | 2.6827 | 2.6811 | 2.6797 | 2.6784 | 2.6774 | 2.6765 | 2.6757 | 2.6752 | 2.6749 | 2.6747 | 2.6748 | 2.6751 | 2.6756 | 2.676
| Total - high carbon cost |  | £m | -0.16105 | 0.10263 | 0.38274 | 0.67423 | 0.98025 | 1.4904 | 1.9027 | 2.2838 | 2.6355 | 2.9598 | 3.2581 | 3.5321 | 3.7832 | 4.013 | 4.2218 | 4.4117 | 4.5841 | 4.74 | 4.8806 | 5.0068 | 5.1196 | 5.2199 | 5.3085 | 5.3864 | 5.4516 | 5.4182 | 5.3849 | 5.3517 | 5.3185 | 5.2853 | 5.2522 | 5.2444 | 5.2365 | 5.2286 | 5.2207 | 5.2127 | 5.2049 | 5.197 | 5.1893 | 5.1816 | 5.1741 | 5.1666 | 5.1594 | 5.1523 | 5.1453 | 5.1386 | 5.1321 | 5.1258 | 5.1198 | 5.1134
Net Present Value | Total - central carbon cost |  | £m | -0.16105 | -0.36653 | -0.59719 | -0.83929 | -1.0682 | -1.0745 | -0.66445 | 0.13957 | 1.3074 | 2.8014 | 4.6041 | 6.6905 | 9.0367 | 11.6291 | 14.4382 | 17.4447 | 20.6301 | 23.985 | 27.4857 | 31.1244 | 34.8797 | 38.7456 | 42.7097 | 46.7602 | 50.8849 | 54.985 | 59.0613 | 63.1136 | 67.1419 | 71.1462 | 75.1269 | 79.1029 | 83.0744 | 87.0413 | 91.0038 | 94.9617 | 98.9154 | 102.8647 | 106.8099 | 110.751 | 114.6883 | 118.6217 | 122.5515 | 126.4779 | 130.4009 | 134.3209 | 138.238 | 142.1524 | 146.0644 | 149.9737
| Total - low carbon cost |  | £m | -0.16105 | -0.67579 | -1.5192 | -2.6714 | -4.1097 | -5.6218 | -6.7014 | -7.3799 | -7.687 | -7.6505 | -7.2966 | -6.6499 | -5.7337 | -4.5695 | -3.178 | -1.5785 | 0.21132 | 2.1746 | 4.2957 | 6.5599 | 8.9535 | 11.4637 | 14.0787 | 16.7871 | 19.5779 | 22.3523 | 25.1105 | 27.8527 | 30.579 | 33.2897 | 35.985 | 38.6778 | 41.3684 | 44.0568 | 46.7431 | 49.4276 | 52.1103 | 54.7914 | 57.4711 | 60.1496 | 62.8269 | 65.5034 | 68.1791 | 70.8543 | 73.5292 | 76.2039 | 78.8787 | 81.5538 | 84.2294 | 86.9054
| Total - high carbon cost |  | £m | -0.16105 | -0.058426 | 0.32431 | 0.99854 | 1.9788 | 3.4692 | 5.3719 | 7.6557 | 10.2912 | 13.251 | 16.5091 | 20.0411 | 23.8244 | 27.8374 | 32.0591 | 36.4709 | 41.055 | 45.795 | 50.6755 | 55.6823 | 60.8019 | 66.0217 | 71.3303 | 76.7166 | 82.1682 | 87.5864 | 92.9713 | 98.3231 | 103.6416 | 108.9268 | 114.179 | 119.4234 | 124.6599 | 129.8885 | 135.1092 | 140.3219 | 145.5268 | 150.7238 | 155.9131 | 161.0947 | 166.2687 | 171.4354 | 176.5947 | 181.747 | 186.8923 | 192.0309 | 197.163 | 202.2888 | 207.4086 | 212.522
|  |  |  | 2027 | 2028 | 2029 | 2030 | 2031 | 2032 | 2033 | 2034 | 2035 | 2036 | 2037 | 2038 | 2039 | 2040 | 2041 | 2042 | 2043 | 2044 | 2045 | 2046 | 2047 | 2048 | 2049 | 2050 | 2051 | 2052 | 2053 | 2054 | 2055 | 2056 | 2057 | 2058 | 2059 | 2060 | 2061 | 2062 | 2063 | 2064 | 2065 | 2066 | 2067 | 2068 | 2069 | 2070 | 2071 | 2072 | 2073 | 2074 | 2075 | 2076
| Monetised risk - memo line |  | £m
Note on B10: Ofgem: Enter as year (eg 2027)
Note on C158: Duncan Innes:GT/GD
Note on C161: Duncan Innes: All sectors
Note on C162: Duncan Innes: All sectors
Note on B229: Ofgem: This line records the total monetised risk of the modelled scenario. It acts as a cross-reference between the CBA and NARM BPDTs and should not directly link to any formulas in the CBA analysis above.

## Option_2 Workings
Additional cost/benefit explanations
Please provide a short explanation of any additional cost/benefit lines that have been completed in addition to the pre-populated ones. This should include both a description of the nature of the cost/benefit, and an explanation of how the value was calculated, citing appropriate sources (eg for relevant global warming potentials). If an explanation has been provided within the EJP, then simply provide a reference to the relevant page number.
[5 empty] | Preferred | RIIO-GD3 |  |  |  |  | Cost per km/service (£m)
[6 empty] | 2027 | 2028 | 2029 | 2030 | 2031 | 2027 | 2028 | 2029 | 2030 | 2031
Mains | Tier Other | Steel | Cost | Net | £m | 7.0648 | 7.4682 | 7.9299 | 8.3992 | 8.8135 | 0.2534 | 0.26787 | 0.28443 | 0.30126 | 0.31612
| Services | Steel >2" | Cost | Net | £m | 0.69813 | 0.77226 | 0.85506 | 0.93807 | 1.0163 | 0.00047761 | 0.00052833 | 0.00058498 | 0.00064177 | 0.00069529
Mains | Mains | Steel | Number |  | No. | RIIO-GD3 2027: 27.88; RIIO-GD3 2028: 27.88; RIIO-GD3 2029: 27.88; RIIO-GD3 2030: 27.88; RIIO-GD3 2031: 27.88
| Services | Steel >2" | Number |  | No. | RIIO-GD3 2027: 1461.6964; RIIO-GD3 2028: 1461.6964; RIIO-GD3 2029: 1461.6964; RIIO-GD3 2030: 1461.6964; RIIO-GD3 2031: 1461.6964
[5 empty] | Do More | RIIO-GD3 2027: RIIO-GD3
[6 empty] | 2027 | 2028 | 2029 | 2030 | 2031
Mains | Tier Other | Steel | Cost | Net | £m | RIIO-GD3 2027: 7.7713; RIIO-GD3 2028: 8.215; RIIO-GD3 2029: 8.7229; RIIO-GD3 2030: 9.2391; RIIO-GD3 2031: 9.6948
| Services | Steel >2" | Cost | Net | £m | RIIO-GD3 2027: 0.76791; RIIO-GD3 2028: 0.84946; RIIO-GD3 2029: 0.94053; RIIO-GD3 2030: 1.0318; RIIO-GD3 2031: 1.1179
Mains | Mains | Steel | Number |  | No. | RIIO-GD3 2027: 30.668; RIIO-GD3 2028: 30.668; RIIO-GD3 2029: 30.668; RIIO-GD3 2030: 30.668; RIIO-GD3 2031: 30.668
| Services | Steel >2" | Number |  | No. | RIIO-GD3 2027: 1607.8; RIIO-GD3 2028: 1607.8; RIIO-GD3 2029: 1607.8; RIIO-GD3 2030: 1607.8; RIIO-GD3 2031: 1607.8
NGN VF Financial Risk, NGN VF Customer Risk, NGN VF Compliance Risk populated from our decision support tool outputs as per NGN's Value Framework and consistent with NARM.
Long term cost/benefit assumptions
Please briefly summarise the assumptions you have used to calculate long-term (ie beyond the duration of the RIIO3 price control) costs and other inputs (eg "Opex assumed to increase at 1%/year based on historic trends"). In most cases we would expect these to be the same across the baseline and different options, but where this is not the case additional tabs can be completed as necessary. If detailed descriptions are required (eg to explain assumptions around whole life costs of assets) these should be included as part of the EJP
Capex | Not modelled in beyond RIIO-GD4 as proposals cover RIIO-GD3 only.
Opex | As per NARM modelling assumptions from our Decision Support Tool - see Ofgem CBA Template Assumptions in section 8 of EJP.
Leakage | Modelled as per NARM metholdogy from our decision support tool.
Fatality risk | Modelled as per NARM metholdogy from our decision support tool.
Non-Fatality risk | Modelled as per NARM metholdogy from our decision support tool.
Cost cross-referencing
If there is any explanation required on how the cost data set out in the EJP totals to the lines in the CBA, please provide it here.
Costs in CBA reflected in sections 8 and 9 of EJP.

## Option_3
Summary | [7 empty] | Text Descriptions
[8 empty] | Option Description - this should allow us to quickly recognise the option being assessed (based on descriptions in the EJP and other documents) and distinguish it both from other investment areas and from other options. If appropriate, please provide sitemaps, photos or any other documents that will help with this identification (likely to be relevant for major projects rather than asset classes) | [6 empty] | Stakeholder Support Summary - please provide a synopsis which details the feedback from stakeholder group(s)
Option Name | >2ST Non-Mandatory Repex Do 10% Less |  |  | Date Undertaken: | 2024-12-06
Scheme Reference ID | A22.m.NGN | [6 empty] | We considered a do less option where we modelled decreasing the workload by 10%. Proportionally, this will remove a similar amount of risk per km in NARM due to cohorting of these assets. | [6 empty] | The different priorities between national, local and customer stakeholders highlights tensions between short- and long-term goals and the dynamics NGN must manage throughout RIIO-GD3. Customers (especially older, low income, and digitally excluded customers) value energy affordability above all other priorities. Conversely, future customers prioritise helping the region to meet climate change targets (and not leaving anyone behind). Local stakeholders generally share this long-term view; Furthermore, national groups say they will judge our performance by how resilient the business is. As customers are satisfied with the performance and availability of our services, they prefer us to maintain service levels at levels similar to today and asked for us to reduce future risk with targeted investments to enhance removal, reduction, resistance and recovery strategies. To balance stakeholders' priorities, we will maintain our position as the most efficient gas distribution operator, while investing in delivering continuous performance improvement. We will achieve this through targeted investment in low-regret innovation, enhanced stakeholder engagement, whole systems collaboration, data and digitalisation. Our rigorous engagement programme has helped us balance the clear need for greater regional support and investment, with the evident tension around the increased cost of living and ongoing affordability concerns. (Additional increase in spend over the Preferred option has not been deemed to be justified).
Expenditure Type | Repex |  |  | Authorised By: | Dean Pearson
Preferred Option (Y/N) | N
Spend Area (Please include relevant RRP/BPDT Table Reference) | CV6.05, CV6.08
First year of expenditure outflow | 2027
Payback position at year | Central CO2 Cost - PV of costs & benefits (£m) | Central CO2 Cost - NPV relative to baseline (£m) | Low CO2 cost - PV of costs & benefits (£m) | Low CO2 cost - NPV relative to baseline (£m) | High CO2 cost - PV of costs & benefits (£m) | High CO2 cost - NPV relative to baseline (£m)
2035 | -317.624 | -2.0375 | -233.5641 | -9.3965 | -401.6914 | 5.313
2040 | -473.314 | 4.9544 | -347.0429 | -8.299 | -599.7112 | 18.2157
2045 | -616.1583 | 17.1816 | -449.1438 | -1.7921 | -783.2413 | 36.1551
2050 | -748.951 | 32.6637 | -542.6407 | 8.1403 | -955.2348 | 57.1736
2060 | -995.6671 | 65.4161 | -714.7201 | 30.2469 | -1275.8954 | 100.4729
2070 | -1231.5979 | 97.4421 | -879.2495 | 51.9319 | -1582.0022 | 142.6623
Capitalisation rate | 100% | [6 empty] | Engineering Justification Summary - please provide a synopsis & share the document which articulates the full detailed explanation | [6 empty] | Company View - please provide a synopsis which details your view of how beneficial this option is.
[8 empty] | NGN’s pipe distribution network < 7 bar consists of over 36,000km of mains and over 2.5 million services providing gas to domestic, commercial and industrial consumers. Of the total distribution mains in the network, approximately 33,000km are non-mandatory (with the remaining population being mandatory). This Engineering Justification Paper (EJP) and accompanying CBA sets out the interventions that we plan to undertake on Non-Mandatory REPEX investments planned for completion during RIIO-GD3. The investments outlined in the paper are aimed at addressing issues with the distribution pipelines and associated services that fall outside of IMRRP (Iron Mains Risk Reduction Programme) mandated by the Health and Safety Executive (HSE) and described in the A22.l Mandatory REPEX Engineering Justification Paper. Interventions in this area are asset health driven, with a key focus on customer safety and minimising leaks and the risks associated with them. It is imperative that mains and services remain in good condition in order to ensure gas continues to flow through our network in a safe and reliable manner. Our decision-making process for these investments involves a balance of the costs, future benefits, and the potential negative consequences of not proceeding with the non-mandatory mains replacement programme. The targeted investment areas include iron mains in the Tier 2B (T2B) and Tier 3 (T3) categories, those over 30m away from the nearest property (>30m Iron), greater than 2-inch steel (>2ST) and PE mains as well as mains diversions along with the associated services within each category. The drivers behind the investment proposals range from customer demand and compliance (diversions) to asset health, environmental and safety considerations (T2B/T3/>2ST). Each investment area has been carefully selected based on a systematic asset management decision-making process, incorporating risk analysis, value assessment, and trade-offs between different intervention and management options; as well as considering deliverability. This CBA focuses on Tier 2b. A22.m RIIO-GD3 Investment Decision Pack - Non Mandatory Repex EJP. | [6 empty] | In reality, the reduced 10% of workload will forgo a higher average risk removal due to our targeted approach to non-mandatory replacement on the mains with the highest failure rates pipes being selected in a continuous programme. We estimate that costs would fall by less than 10% in each CBA due to a need to retain the current DSP group for mandatory repex delivery despite the reduced non-mandatory workload. This would represent poor value for money for customers and lead to unacceptable risk increases and undo the overall stabilisation of failures we have achieved in RIIO-GD2. If we are doing less non-mandatory work, we would need to reduce the population of our direct service providers (DSPs) which our commercial team analysed would be likely to affect our efficiency level an increase costs compared to the Preferred option. For these reasons we have rejected this option. See A22.m NGN RIIO-GD3 Investment Decision Pack - Non Mandatory Repex.
Expenditure Profile - Summary
| 2027 | 2028 | 2029 | 2030 | 2031 | Post RIIO3
| (£m) | (£m) | (£m) | (£m) | (£m) | (£m)
Capitalised costs | -7.9658 | -8.4515 | -9.0054 | -9.5676 | -10.0682 | 0
Non-capitalised costs | -3.5077 | -3.4619 | -3.4147 | -3.3658 | -3.3154 | -195.2109
| Asset Class | Unit | Comments
Output | >2 inch Steel replacement | 125.5 | In km - see A22.m RIIO-GD3 Investment Decision Pack - Non Mandatory Repex EJP.
Financial Costs
Inputs
|  |  |  | RIIO3 |  |  |  |  | RIIO4 |  |  |  |  | RIIO5 |  |  |  |  | RIIO6 |  |  |  |  | RIIO7 |  |  |  |  | RIIO8 |  |  |  |  | RIIO9 |  |  |  |  | RIIO10 |  |  |  |  | RIIO11 |  |  |  |  | RIIO12
|  |  |  | 1 | 2 | 3 | 4 | 5 | 6 | 7 | 8 | 9 | 10 | 11 | 12 | 13 | 14 | 15 | 16 | 17 | 18 | 19 | 20 | 21 | 22 | 23 | 24 | 25 | 26 | 27 | 28 | 29 | 30 | 31 | 32 | 33 | 34 | 35 | 36 | 37 | 38 | 39 | 40 | 41 | 42 | 43 | 44 | 45 | 46 | 47 | 48 | 49 | 50
| Asset Class | Intervention type |  | 2027 | 2028 | 2029 | 2030 | 2031 | 2032 | 2033 | 2034 | 2035 | 2036 | 2037 | 2038 | 2039 | 2040 | 2041 | 2042 | 2043 | 2044 | 2045 | 2046 | 2047 | 2048 | 2049 | 2050 | 2051 | 2052 | 2053 | 2054 | 2055 | 2056 | 2057 | 2058 | 2059 | 2060 | 2061 | 2062 | 2063 | 2064 | 2065 | 2066 | 2067 | 2068 | 2069 | 2070 | 2071 | 2072 | 2073 | 2074 | 2075 | 2076
Capex/Repex | Mains - Steel mains - 4"-8" | Replacement | £m | RIIO3 1 2027: -2.4458; RIIO3 2 2028: -2.5855; RIIO3 3 2029: -2.7453; RIIO3 4 2030: -2.9078; RIIO3 5 2031: -3.0512
| Mains - Steel mains - 9"- <18" | Replacement | £m | RIIO3 1 2027: -2.4458; RIIO3 2 2028: -2.5855; RIIO3 3 2029: -2.7453; RIIO3 4 2030: -2.9078; RIIO3 5 2031: -3.0512
| Mains - Steel mains - 18"+ | Replacement | £m | RIIO3 1 2027: -2.4458; RIIO3 2 2028: -2.5855; RIIO3 3 2029: -2.7453; RIIO3 4 2030: -2.9078; RIIO3 5 2031: -3.0512
| Services | Replacement | £m | RIIO3 1 2027: -0.62825; RIIO3 2 2028: -0.69497; RIIO3 3 2029: -0.76948; RIIO3 4 2030: -0.84418; RIIO3 5 2031: -0.91459
£m
£m
£m
£m
£m
£m
| Total Capex | (1) | £m | -7.9658 | -8.4515 | -9.0054 | -9.5676 | -10.0682 | 0 | 0 | 0 | 0 | 0 | 0 | 0 | 0 | 0 | 0 | 0 | 0 | 0 | 0 | 0 | 0 | 0 | 0 | 0 | 0 | 0 | 0 | 0 | 0 | 0 | 0 | 0 | 0 | 0 | 0 | 0 | 0 | 0 | 0 | 0 | 0 | 0 | 0 | 0 | 0 | 0 | 0 | 0 | 0 | 0
Associated direct opex |  |  | £m
£m
£m
£m
£m
| Total Opex |  | £m | 0 | 0 | 0 | 0 | 0 | 0 | 0 | 0 | 0 | 0 | 0 | 0 | 0 | 0 | 0 | 0 | 0 | 0 | 0 | 0 | 0 | 0 | 0 | 0 | 0 | 0 | 0 | 0 | 0 | 0 | 0 | 0 | 0 | 0 | 0 | 0 | 0 | 0 | 0 | 0 | 0 | 0 | 0 | 0 | 0 | 0 | 0 | 0 | 0 | 0
Pass through costs | Leakage |  | £m | -3.5077 | -3.4619 | -3.4147 | -3.3658 | -3.3154 | -3.2633 | -3.3013 | -3.3398 | -3.379 | -3.4187 | -3.4591 | -3.5 | -3.5417 | -3.584 | -3.627 | -3.6706 | -3.715 | -3.7601 | -3.806 | -3.8526 | -3.9 | -3.9482 | -3.9973 | -4.0471 | -4.0979 | -4.1495 | -4.202 | -4.2555 | -4.3099 | -4.3654 | -4.4218 | -4.4792 | -4.5378 | -4.5974 | -4.6581 | -4.72 | -4.7831 | -4.8474 | -4.9129 | -4.9797 | -5.0479 | -5.1174 | -5.1883 | -5.2606 | -5.3345 | -5.4098 | -5.4867 | -5.5652 | -5.6454 | -5.7267
£m
| Total Pass Through Costs |  | £m | -3.5077 | -3.4619 | -3.4147 | -3.3658 | -3.3154 | -3.2633 | -3.3013 | -3.3398 | -3.379 | -3.4187 | -3.4591 | -3.5 | -3.5417 | -3.584 | -3.627 | -3.6706 | -3.715 | -3.7601 | -3.806 | -3.8526 | -3.9 | -3.9482 | -3.9973 | -4.0471 | -4.0979 | -4.1495 | -4.202 | -4.2555 | -4.3099 | -4.3654 | -4.4218 | -4.4792 | -4.5378 | -4.5974 | -4.6581 | -4.72 | -4.7831 | -4.8474 | -4.9129 | -4.9797 | -5.0479 | -5.1174 | -5.1883 | -5.2606 | -5.3345 | -5.4098 | -5.4867 | -5.5652 | -5.6454 | -5.7267
Annual cost calculations |  |  |  | 2027 | 2028 | 2029 | 2030 | 2031 | 2032 | 2033 | 2034 | 2035 | 2036 | 2037 | 2038 | 2039 | 2040 | 2041 | 2042 | 2043 | 2044 | 2045 | 2046 | 2047 | 2048 | 2049 | 2050 | 2051 | 2052 | 2053 | 2054 | 2055 | 2056 | 2057 | 2058 | 2059 | 2060 | 2061 | 2062 | 2063 | 2064 | 2065 | 2066 | 2067 | 2068 | 2069 | 2070 | 2071 | 2072 | 2073 | 2074 | 2075 | 2076
| Capitalisation rates | (2) | % | 100% | 100% | 100% | 100% | 100% | 100% | 100% | 100% | 100% | 100% | 100% | 100% | 100% | 100% | 100% | 100% | 100% | 100% | 100% | 100% | 100% | 100% | 100% | 0% | 0% | 0% | 0% | 0% | 0% | 0% | 0% | 0% | 0% | 0% | 0% | 0% | 0% | 0% | 0% | 0% | 0% | 0% | 0% | 0% | 0% | 0% | 0% | 0% | 0% | 0%
| Capitalised investment | (3)=(1)x(2) | £m | -7.9658 | -8.4515 | -9.0054 | -9.5676 | -10.0682 | 0 | 0 | 0 | 0 | 0 | 0 | 0 | 0 | 0 | 0 | 0 | 0 | 0 | 0 | 0 | 0 | 0 | 0 | 0 | 0 | 0 | 0 | 0 | 0 | 0 | 0 | 0 | 0 | 0 | 0 | 0 | 0 | 0 | 0 | 0 | 0 | 0 | 0 | 0 | 0 | 0 | 0 | 0 | 0 | 0
| Investment to be expensed | (4)=(1)-(3) | £m | 0 | 0 | 0 | 0 | 0 | 0 | 0 | 0 | 0 | 0 | 0 | 0 | 0 | 0 | 0 | 0 | 0 | 0 | 0 | 0 | 0 | 0 | 0 | 0 | 0 | 0 | 0 | 0 | 0 | 0 | 0 | 0 | 0 | 0 | 0 | 0 | 0 | 0 | 0 | 0 | 0 | 0 | 0 | 0 | 0 | 0 | 0 | 0 | 0 | 0
| 2027 Depreciation | (5)2027=(3)2027*Dep_ratet | £m |  | -0.66381 | -0.63495 | -0.60609 | -0.57723 | -0.54837 | -0.51951 | -0.49064 | -0.46178 | -0.43292 | -0.40406 | -0.3752 | -0.34634 | -0.31748 | -0.28861 | -0.25975 | -0.23089 | -0.20203 | -0.17317 | -0.14431 | -0.11545 | -0.086584 | -0.057723 | -0.028861 | 0 | 0 | 0 | 0 | 0 | 0 | 0 | 0 | 0 | 0 | 0 | 0 | 0 | 0 | 0 | 0 | 0 | 0 | 0 | 0 | 0 | 0 | 0 | 0 | 0 | 0
| 2028 Depreciation | (5)2028=(3)2028*Dep_ratet | £m |  |  | -0.73491 | -0.70151 | -0.6681 | -0.6347 | -0.60129 | -0.56789 | -0.53448 | -0.50108 | -0.46767 | -0.43427 | -0.40086 | -0.36746 | -0.33405 | -0.30065 | -0.26724 | -0.23384 | -0.20043 | -0.16703 | -0.13362 | -0.10022 | -0.06681 | -0.033405 | 0 | 0 | 0 | 0 | 0 | 0 | 0 | 0 | 0 | 0 | 0 | 0 | 0 | 0 | 0 | 0 | 0 | 0 | 0 | 0 | 0 | 0 | 0 | 0 | 0 | 0
| 2029 Depreciation | (5)2029=(3)2029*Dep_ratet | £m |  |  |  | -0.81868 | -0.77969 | -0.74071 | -0.70172 | -0.66274 | -0.62375 | -0.58477 | -0.54578 | -0.5068 | -0.46782 | -0.42883 | -0.38985 | -0.35086 | -0.31188 | -0.27289 | -0.23391 | -0.19492 | -0.15594 | -0.11695 | -0.077969 | -0.038985 | 0 | 0 | 0 | 0 | 0 | 0 | 0 | 0 | 0 | 0 | 0 | 0 | 0 | 0 | 0 | 0 | 0 | 0 | 0 | 0 | 0 | 0 | 0 | 0 | 0 | 0
| 2030 Depreciation | (5)2030=(3)2030*Dep_ratet | £m |  |  |  |  | -0.9112 | -0.86564 | -0.82008 | -0.77452 | -0.72896 | -0.6834 | -0.63784 | -0.59228 | -0.54672 | -0.50116 | -0.4556 | -0.41004 | -0.36448 | -0.31892 | -0.27336 | -0.2278 | -0.18224 | -0.13668 | -0.09112 | -0.04556 | 0 | 0 | 0 | 0 | 0 | 0 | 0 | 0 | 0 | 0 | 0 | 0 | 0 | 0 | 0 | 0 | 0 | 0 | 0 | 0 | 0 | 0 | 0 | 0 | 0 | 0
| 2031 Depreciation | (5)2031=(3)2031*Dep_ratet | £m | [5 empty] | -1.0068 | -0.95383 | -0.90084 | -0.84785 | -0.79486 | -0.74187 | -0.68888 | -0.63589 | -0.5829 | -0.52991 | -0.47692 | -0.42393 | -0.37094 | -0.31794 | -0.26495 | -0.21196 | -0.15897 | -0.10598 | -0.052991 | 0 | 0 | 0 | 0 | 0 | 0 | 0 | 0 | 0 | 0 | 0 | 0 | 0 | 0 | 0 | 0 | 0 | 0 | 0 | 0 | 0 | 0 | 0 | 0 | 0 | 0
| 2032 Depreciation | (5)2032=(3)2032*Dep_ratet | £m | [6 empty] | 0 | 0 | 0 | 0 | 0 | 0 | 0 | 0 | 0 | 0 | 0 | 0 | 0 | 0 | 0 | 0 | 0 | 0 | 0 | 0 | 0 | 0 | 0 | 0 | 0 | 0 | 0 | 0 | 0 | 0 | 0 | 0 | 0 | 0 | 0 | 0 | 0 | 0 | 0 | 0 | 0 | 0 | 0 | 0
| 2033 Depreciation | (5)2033=(3)2033*Dep_ratet | £m | [7 empty] | 0 | 0 | 0 | 0 | 0 | 0 | 0 | 0 | 0 | 0 | 0 | 0 | 0 | 0 | 0 | 0 | 0 | 0 | 0 | 0 | 0 | 0 | 0 | 0 | 0 | 0 | 0 | 0 | 0 | 0 | 0 | 0 | 0 | 0 | 0 | 0 | 0 | 0 | 0 | 0 | 0 | 0 | 0
| 2034 Depreciation | (5)2034=(3)2034*Dep_ratet | £m | [8 empty] | 0 | 0 | 0 | 0 | 0 | 0 | 0 | 0 | 0 | 0 | 0 | 0 | 0 | 0 | 0 | 0 | 0 | 0 | 0 | 0 | 0 | 0 | 0 | 0 | 0 | 0 | 0 | 0 | 0 | 0 | 0 | 0 | 0 | 0 | 0 | 0 | 0 | 0 | 0 | 0 | 0 | 0
| 2035 Depreciation | (5)2035=(3)2035*Dep_ratet | £m | [9 empty] | 0 | 0 | 0 | 0 | 0 | 0 | 0 | 0 | 0 | 0 | 0 | 0 | 0 | 0 | 0 | 0 | 0 | 0 | 0 | 0 | 0 | 0 | 0 | 0 | 0 | 0 | 0 | 0 | 0 | 0 | 0 | 0 | 0 | 0 | 0 | 0 | 0 | 0 | 0 | 0 | 0
| 2036 Depreciation | (5)2036=(3)2036*Dep_ratet | £m | [10 empty] | 0 | 0 | 0 | 0 | 0 | 0 | 0 | 0 | 0 | 0 | 0 | 0 | 0 | 0 | 0 | 0 | 0 | 0 | 0 | 0 | 0 | 0 | 0 | 0 | 0 | 0 | 0 | 0 | 0 | 0 | 0 | 0 | 0 | 0 | 0 | 0 | 0 | 0 | 0 | 0
| 2037 Depreciation | (5)2037=(3)2037*Dep_ratet | £m | [11 empty] | 0 | 0 | 0 | 0 | 0 | 0 | 0 | 0 | 0 | 0 | 0 | 0 | 0 | 0 | 0 | 0 | 0 | 0 | 0 | 0 | 0 | 0 | 0 | 0 | 0 | 0 | 0 | 0 | 0 | 0 | 0 | 0 | 0 | 0 | 0 | 0 | 0 | 0 | 0
| 2038 Depreciation | (5)2038=(3)2038*Dep_ratet | £m | [12 empty] | 0 | 0 | 0 | 0 | 0 | 0 | 0 | 0 | 0 | 0 | 0 | 0 | 0 | 0 | 0 | 0 | 0 | 0 | 0 | 0 | 0 | 0 | 0 | 0 | 0 | 0 | 0 | 0 | 0 | 0 | 0 | 0 | 0 | 0 | 0 | 0 | 0 | 0
| 2039 Depreciation | (5)2039=(3)2039*Dep_ratet | £m | [13 empty] | 0 | 0 | 0 | 0 | 0 | 0 | 0 | 0 | 0 | 0 | 0 | 0 | 0 | 0 | 0 | 0 | 0 | 0 | 0 | 0 | 0 | 0 | 0 | 0 | 0 | 0 | 0 | 0 | 0 | 0 | 0 | 0 | 0 | 0 | 0 | 0 | 0
| 2040 Depreciation | (5)2040=(3)2040*Dep_ratet | £m | [14 empty] | 0 | 0 | 0 | 0 | 0 | 0 | 0 | 0 | 0 | 0 | 0 | 0 | 0 | 0 | 0 | 0 | 0 | 0 | 0 | 0 | 0 | 0 | 0 | 0 | 0 | 0 | 0 | 0 | 0 | 0 | 0 | 0 | 0 | 0 | 0 | 0
| 2041 Depreciation | (5)2041=(3)2041*Dep_ratet | £m | [15 empty] | 0 | 0 | 0 | 0 | 0 | 0 | 0 | 0 | 0 | 0 | 0 | 0 | 0 | 0 | 0 | 0 | 0 | 0 | 0 | 0 | 0 | 0 | 0 | 0 | 0 | 0 | 0 | 0 | 0 | 0 | 0 | 0 | 0 | 0 | 0
| 2042 Depreciation | (5)2042=(3)2042*Dep_ratet | £m | [16 empty] | 0 | 0 | 0 | 0 | 0 | 0 | 0 | 0 | 0 | 0 | 0 | 0 | 0 | 0 | 0 | 0 | 0 | 0 | 0 | 0 | 0 | 0 | 0 | 0 | 0 | 0 | 0 | 0 | 0 | 0 | 0 | 0 | 0 | 0
| 2043 Depreciation | (5)2043=(3)2043*Dep_ratet | £m | [17 empty] | 0 | 0 | 0 | 0 | 0 | 0 | 0 | 0 | 0 | 0 | 0 | 0 | 0 | 0 | 0 | 0 | 0 | 0 | 0 | 0 | 0 | 0 | 0 | 0 | 0 | 0 | 0 | 0 | 0 | 0 | 0 | 0 | 0
| 2044 Depreciation | (5)2044=(3)2044*Dep_ratet | £m | [18 empty] | 0 | 0 | 0 | 0 | 0 | 0 | 0 | 0 | 0 | 0 | 0 | 0 | 0 | 0 | 0 | 0 | 0 | 0 | 0 | 0 | 0 | 0 | 0 | 0 | 0 | 0 | 0 | 0 | 0 | 0 | 0 | 0
| 2045 Depreciation | (5)2045=(3)2045*Dep_ratet | £m | [19 empty] | 0 | 0 | 0 | 0 | 0 | 0 | 0 | 0 | 0 | 0 | 0 | 0 | 0 | 0 | 0 | 0 | 0 | 0 | 0 | 0 | 0 | 0 | 0 | 0 | 0 | 0 | 0 | 0 | 0 | 0 | 0
| 2046 Depreciation | (5)2046=(3)2046*Dep_ratet | £m | [20 empty] | 0 | 0 | 0 | 0 | 0 | 0 | 0 | 0 | 0 | 0 | 0 | 0 | 0 | 0 | 0 | 0 | 0 | 0 | 0 | 0 | 0 | 0 | 0 | 0 | 0 | 0 | 0 | 0 | 0 | 0
| 2047 Depreciation | (5)2047=(3)2047*Dep_ratet | £m | 2048: 0; 2049: 0; 2050: 0; 2051: 0; 2052: 0; 2053: 0; 2054: 0; 2055: 0; 2056: 0; 2057: 0; 2058: 0; 2059: 0; 2060: 0; 2061: 0; 2062: 0; 2063: 0; 2064: 0; 2065: 0; 2066: 0; 2067: 0; 2068: 0; 2069: 0; 2070: 0; 2071: 0; 2072: 0; 2073: 0; 2074: 0; 2075: 0; 2076: 0
| 2048 Depreciation | (5)2048=(3)2048*Dep_ratet | £m | 2049: 0; 2050: 0; 2051: 0; 2052: 0; 2053: 0; 2054: 0; 2055: 0; 2056: 0; 2057: 0; 2058: 0; 2059: 0; 2060: 0; 2061: 0; 2062: 0; 2063: 0; 2064: 0; 2065: 0; 2066: 0; 2067: 0; 2068: 0; 2069: 0; 2070: 0; 2071: 0; 2072: 0; 2073: 0; 2074: 0; 2075: 0; 2076: 0
| 2049 Depreciation | (5)2049=(3)2049*Dep_ratet | £m | 2050: 0; 2051: 0; 2052: 0; 2053: 0; 2054: 0; 2055: 0; 2056: 0; 2057: 0; 2058: 0; 2059: 0; 2060: 0; 2061: 0; 2062: 0; 2063: 0; 2064: 0; 2065: 0; 2066: 0; 2067: 0; 2068: 0; 2069: 0; 2070: 0; 2071: 0; 2072: 0; 2073: 0; 2074: 0; 2075: 0; 2076: 0
| 2050 Depreciation | (5)2050=(3)2050*Dep_ratet | £m
| 2051 Depreciation | (5)2051=(3)2051*Dep_ratet | £m
| 2052 Depreciation | (5)2052=(3)2052*Dep_ratet | £m
| 2053 Depreciation | (5)2053=(3)2053*Dep_ratet | £m
| 2054 Depreciation | (5)2054=(3)2054*Dep_ratet | £m
| 2055 Depreciation | (5)2055=(3)2055*Dep_ratet | £m
| 2056 Depreciation | (5)2056=(3)2056*Dep_ratet | £m
| 2057 Depreciation | (5)2057=(3)2057*Dep_ratet | £m
| 2058 Depreciation | (5)2058=(3)2058*Dep_ratet | £m
| 2059 Depreciation | (5)2059=(3)2059*Dep_ratet | £m
| 2060 Depreciation | (5)2060=(3)2060*Dep_ratet | £m
| 2061 Depreciation | (5)2061=(3)2061*Dep_ratet | £m
| 2062 Depreciation | (5)2062=(3)2062*Dep_ratet | £m
| 2063 Depreciation | (5)2063=(3)2063*Dep_ratet | £m
| 2064 Depreciation | (5)2064=(3)2064*Dep_ratet | £m
| 2065 Depreciation | (5)2065=(3)2065*Dep_ratet | £m
| 2066 Depreciation | (5)2066=(3)2066*Dep_ratet | £m
| 2067 Depreciation | (5)2067=(3)2067*Dep_ratet | £m
| 2068 Depreciation | (5)2068=(3)2068*Dep_ratet | £m
| 2069 Depreciation | (5)2069=(3)2069*Dep_ratet | £m
| 2070 Depreciation | (5)2070=(3)2070*Dep_ratet | £m
| Depreciation | (5)=∑(5)t | £m | 0 | -0.66381 | -1.3699 | -2.1263 | -2.9362 | -3.7962 | -3.5964 | -3.3966 | -3.1968 | -2.997 | -2.7972 | -2.5974 | -2.3976 | -2.1978 | -1.998 | -1.7982 | -1.5984 | -1.3986 | -1.1988 | -0.99901 | -0.79921 | -0.59941 | -0.3996 | -0.1998 | 0 | 0 | 0 | 0 | 0 | 0 | 0 | 0 | 0 | 0 | 0 | 0 | 0 | 0 | 0 | 0 | 0 | 0 | 0 | 0 | 0 | 0 | 0 | 0 | 0 | 0
| Opening RAV balance | (6op)t=(6cl)t-1 | £m | 0 | -7.9658 | -15.7534 | -23.389 | -30.8303 | -37.9623 | -34.1661 | -30.5697 | -27.173 | -23.9762 | -20.9792 | -18.182 | -15.5845 | -13.1869 | -10.9891 | -8.9911 | -7.1929 | -5.5945 | -4.1958 | -2.997 | -1.998 | -1.1988 | -0.59941 | -0.1998 | -1.1241e-14 | -1.1241e-14 | -1.1241e-14 | -1.1241e-14 | -1.1241e-14 | -1.1241e-14 | -1.1241e-14 | -1.1241e-14 | -1.1241e-14 | -1.1241e-14 | -1.1241e-14 | -1.1241e-14 | -1.1241e-14 | -1.1241e-14 | -1.1241e-14 | -1.1241e-14 | -1.1241e-14 | -1.1241e-14 | -1.1241e-14 | -1.1241e-14 | -1.1241e-14 | -1.1241e-14 | -1.1241e-14 | -1.1241e-14 | -1.1241e-14 | -1.1241e-14
| Discounted RAV balance | (6D)=(6cl)*(1/1+WACC)) | £m | -7.6653 | -15.1592 | -22.5067 | -29.6674 | -36.5304 | -32.8773 | -29.4165 | -26.148 | -23.0718 | -20.1878 | -17.4961 | -14.9967 | -12.6895 | -10.5746 | -8.6519 | -6.9215 | -5.3834 | -4.0376 | -2.884 | -1.9227 | -1.1536 | -0.5768 | -0.19227 | -1.0817e-14 | -1.0817e-14 | -1.0817e-14 | -1.0817e-14 | -1.0817e-14 | -1.0817e-14 | -1.0817e-14 | -1.0817e-14 | -1.0817e-14 | -1.0817e-14 | -1.0817e-14 | -1.0817e-14 | -1.0817e-14 | -1.0817e-14 | -1.0817e-14 | -1.0817e-14 | -1.0817e-14 | -1.0817e-14 | -1.0817e-14 | -1.0817e-14 | -1.0817e-14 | -1.0817e-14 | -1.0817e-14 | -1.0817e-14 | -1.0817e-14 | -1.0817e-14 | -1.0817e-14
| Closing RAV balance | (6cl)=(3)-(5)+(6op) | £m | -7.9658 | -15.7534 | -23.389 | -30.8303 | -37.9623 | -34.1661 | -30.5697 | -27.173 | -23.9762 | -20.9792 | -18.182 | -15.5845 | -13.1869 | -10.9891 | -8.9911 | -7.1929 | -5.5945 | -4.1958 | -2.997 | -1.998 | -1.1988 | -0.59941 | -0.1998 | -1.1241e-14 | -1.1241e-14 | -1.1241e-14 | -1.1241e-14 | -1.1241e-14 | -1.1241e-14 | -1.1241e-14 | -1.1241e-14 | -1.1241e-14 | -1.1241e-14 | -1.1241e-14 | -1.1241e-14 | -1.1241e-14 | -1.1241e-14 | -1.1241e-14 | -1.1241e-14 | -1.1241e-14 | -1.1241e-14 | -1.1241e-14 | -1.1241e-14 | -1.1241e-14 | -1.1241e-14 | -1.1241e-14 | -1.1241e-14 | -1.1241e-14 | -1.1241e-14 | -1.1241e-14
| Cost of Capital | (6)=avg[(6D),(6op)]xWACC | £m | -0.15024 | -0.45325 | -0.7499 | -1.0399 | -1.3203 | -1.3885 | -1.2462 | -1.1117 | -0.9848 | -0.86562 | -0.75412 | -0.6503 | -0.55417 | -0.46573 | -0.38496 | -0.31189 | -0.2465 | -0.18879 | -0.13876 | -0.096426 | -0.061772 | -0.034802 | -0.015517 | -0.0039161 | -4.3234e-16 | -4.3234e-16 | -4.3234e-16 | -4.3234e-16 | -4.3234e-16 | -4.3234e-16 | -4.3234e-16 | -4.3234e-16 | -4.3234e-16 | -4.3234e-16 | -4.3234e-16 | -4.3234e-16 | -4.3234e-16 | -4.3234e-16 | -4.3234e-16 | -4.3234e-16 | -4.3234e-16 | -4.3234e-16 | -4.3234e-16 | -4.3234e-16 | -4.3234e-16 | -4.3234e-16 | -4.3234e-16 | -4.3234e-16 | -4.3234e-16 | -4.3234e-16
| Total Capitalised Costs | (7)=(5)+(6) | £m | -0.15024 | -1.1171 | -2.1198 | -3.1662 | -4.2565 | -5.1847 | -4.8427 | -4.5083 | -4.1816 | -3.8626 | -3.5513 | -3.2477 | -2.9518 | -2.6635 | -2.383 | -2.1101 | -1.8449 | -1.5874 | -1.3376 | -1.0954 | -0.86098 | -0.63421 | -0.41512 | -0.20372 | -4.3234e-16 | -4.3234e-16 | -4.3234e-16 | -4.3234e-16 | -4.3234e-16 | -4.3234e-16 | -4.3234e-16 | -4.3234e-16 | -4.3234e-16 | -4.3234e-16 | -4.3234e-16 | -4.3234e-16 | -4.3234e-16 | -4.3234e-16 | -4.3234e-16 | -4.3234e-16 | -4.3234e-16 | -4.3234e-16 | -4.3234e-16 | -4.3234e-16 | -4.3234e-16 | -4.3234e-16 | -4.3234e-16 | -4.3234e-16 | -4.3234e-16 | -4.3234e-16
| Total Non-Capitalised Costs |  |  | -3.5077 | -3.4619 | -3.4147 | -3.3658 | -3.3154 | -3.2633 | -3.3013 | -3.3398 | -3.379 | -3.4187 | -3.4591 | -3.5 | -3.5417 | -3.584 | -3.627 | -3.6706 | -3.715 | -3.7601 | -3.806 | -3.8526 | -3.9 | -3.9482 | -3.9973 | -4.0471 | -4.0979 | -4.1495 | -4.202 | -4.2555 | -4.3099 | -4.3654 | -4.4218 | -4.4792 | -4.5378 | -4.5974 | -4.6581 | -4.72 | -4.7831 | -4.8474 | -4.9129 | -4.9797 | -5.0479 | -5.1174 | -5.1883 | -5.2606 | -5.3345 | -5.4098 | -5.4867 | -5.5652 | -5.6454 | -5.7267
| Total Direct Costs |  |  | -3.6579 | -4.579 | -5.5344 | -6.532 | -7.5719 | -8.448 | -8.1439 | -7.8481 | -7.5606 | -7.2813 | -7.0104 | -6.7478 | -6.4935 | -6.2475 | -6.0099 | -5.7807 | -5.5599 | -5.3475 | -5.1436 | -4.948 | -4.761 | -4.5824 | -4.4124 | -4.2508 | -4.0979 | -4.1495 | -4.202 | -4.2555 | -4.3099 | -4.3654 | -4.4218 | -4.4792 | -4.5378 | -4.5974 | -4.6581 | -4.72 | -4.7831 | -4.8474 | -4.9129 | -4.9797 | -5.0479 | -5.1174 | -5.1883 | -5.2606 | -5.3345 | -5.4098 | -5.4867 | -5.5652 | -5.6454 | -5.7267
Non-Financial Costs/Benefits
Calculated values
| Category | Description |  | 2027 | 2028 | 2029 | 2030 | 2031 | 2032 | 2033 | 2034 | 2035 | 2036 | 2037 | 2038 | 2039 | 2040 | 2041 | 2042 | 2043 | 2044 | 2045 | 2046 | 2047 | 2048 | 2049 | 2050 | 2051 | 2052 | 2053 | 2054 | 2055 | 2056 | 2057 | 2058 | 2059 | 2060 | 2061 | 2062 | 2063 | 2064 | 2065 | 2066 | 2067 | 2068 | 2069 | 2070 | 2071 | 2072 | 2073 | 2074 | 2075 | 2076
Non-financial benefits/costs - values | Environmental | Leakage | £m | -20.9147 | -21.0094 | -21.0124 | -20.9976 | -21.0348 | -21.0506 | -21.5756 | -22.1819 | -22.8003 | -23.3586 | -24.0013 | -24.657 | -25.3261 | -26.0849 | -26.7825 | -27.4944 | -28.221 | -29.0424 | -29.8004 | -30.6559 | -31.4469 | -32.3383 | -33.2489 | -34.179 | -35.1094 | -36.0645 | -37.0493 | -38.0526 | -39.0761 | -40.1216 | -41.1919 | -42.2862 | -43.4043 | -44.5476 | -45.717 | -46.913 | -48.1363 | -49.3877 | -50.6681 | -51.9782 | -53.319 | -54.6912 | -56.0959 | -57.534 | -59.0065 | -60.5144 | -62.0589 | -63.6409 | -65.2616 | -66.9159
| Environmental |  | £m
| Environmental |  | £m
| Safety | Fatality risk | £m | -0.78485 | -0.80655 | -0.82738 | -0.8464 | -0.86254 | -0.87464 | -0.90046 | -0.92717 | -0.95481 | -0.9834 | -1.013 | -1.0436 | -1.0753 | -1.1081 | -1.142 | -1.1771 | -1.2134 | -1.251 | -1.29 | -1.3303 | -1.372 | -1.4152 | -1.4599 | -1.5062 | -1.5541 | -1.6037 | -1.655 | -1.7082 | -1.7633 | -1.8203 | -1.8794 | -1.9406 | -2.0039 | -2.0695 | -2.1374 | -2.2078 | -2.2807 | -2.3561 | -2.4343 | -2.5153 | -2.5992 | -2.6861 | -2.7761 | -2.8694 | -2.966 | -3.066 | -3.1697 | -3.2771 | -3.3884 | -3.5035
| Safety | Non-Fatality risk | £m | -0.011731 | -0.012055 | -0.012367 | -0.012651 | -0.012892 | -0.013073 | -0.013459 | -0.013858 | -0.014271 | -0.014699 | -0.015141 | -0.015598 | -0.016072 | -0.016562 | -0.017069 | -0.017594 | -0.018137 | -0.018699 | -0.019281 | -0.019883 | -0.020507 | -0.021152 | -0.02182 | -0.022512 | -0.023228 | -0.02397 | -0.024737 | -0.025532 | -0.026356 | -0.027208 | -0.028091 | -0.029005 | -0.029952 | -0.030932 | -0.031947 | -0.032999 | -0.034088 | -0.035216 | -0.036385 | -0.037595 | -0.038849 | -0.040148 | -0.041493 | -0.042887 | -0.044331 | -0.045827 | -0.047377 | -0.048982 | -0.050646 | -0.052366
| Safety |  | £m
| Safety |  | £m
| Financial | NGN VF Financial Risk | £m | -10.7269 | -10.7265 | -10.7208 | -10.7094 | -10.6919 | -10.6679 | -10.8611 | -11.0606 | -11.2668 | -11.4798 | -11.6999 | -11.9273 | -12.1623 | -12.4052 | -12.6562 | -12.9157 | -13.184 | -13.4613 | -13.7481 | -14.0445 | -14.3511 | -14.6681 | -14.996 | -15.3351 | -15.6858 | -16.0486 | -16.4238 | -16.812 | -17.2136 | -17.6292 | -18.0591 | -18.504 | -18.9643 | -19.4406 | -19.9336 | -20.4438 | -20.9719 | -21.5184 | -22.0842 | -22.6698 | -23.276 | -23.9035 | -24.5532 | -25.2258 | -25.9222 | -26.6432 | -27.3898 | -28.1629 | -28.9634 | -29.7867
| Financial | NGN VF Customer Risk | £m | -0.55719 | -0.56057 | -0.56266 | -0.56334 | -0.56249 | -0.55997 | -0.56532 | -0.57082 | -0.57648 | -0.5823 | -0.58829 | -0.59445 | -0.6008 | -0.60733 | -0.61406 | -0.62099 | -0.62813 | -0.63548 | -0.64306 | -0.65086 | -0.65891 | -0.6672 | -0.67575 | -0.68456 | -0.69365 | -0.70303 | -0.7127 | -0.72267 | -0.73296 | -0.74358 | -0.75454 | -0.76585 | -0.77753 | -0.78958 | -0.80202 | -0.81487 | -0.82813 | -0.84184 | -0.85599 | -0.87061 | -0.88571 | -0.90131 | -0.91743 | -0.93409 | -0.95131 | -0.9691 | -0.98749 | -1.0065 | -1.0262 | -1.0462
| Financial | NGN VF Compliance Risk | £m | -0.12727 | -0.13079 | -0.13417 | -0.13725 | -0.13987 | -0.14183 | -0.14601 | -0.15035 | -0.15483 | -0.15946 | -0.16426 | -0.16922 | -0.17436 | -0.17967 | -0.18517 | -0.19087 | -0.19676 | -0.20286 | -0.20917 | -0.2157 | -0.22247 | -0.22947 | -0.23672 | -0.24422 | -0.25199 | -0.26004 | -0.26836 | -0.27699 | -0.28592 | -0.29517 | -0.30474 | -0.31466 | -0.32493 | -0.33556 | -0.34658 | -0.35799 | -0.3698 | -0.38204 | -0.39472 | -0.40785 | -0.42145 | -0.43554 | -0.45014 | -0.46526 | -0.48092 | -0.49715 | -0.51396 | -0.53138 | -0.54942 | -0.56808
| Other |  | £m
| Other |  | £m
Inputs
| Category | Description |  | 2027 | 2028 | 2029 | 2030 | 2031 | 2032 | 2033 | 2034 | 2035 | 2036 | 2037 | 2038 | 2039 | 2040 | 2041 | 2042 | 2043 | 2044 | 2045 | 2046 | 2047 | 2048 | 2049 | 2050 | 2051 | 2052 | 2053 | 2054 | 2055 | 2056 | 2057 | 2058 | 2059 | 2060 | 2061 | 2062 | 2063 | 2064 | 2065 | 2066 | 2067 | 2068 | 2069 | 2070 | 2071 | 2072 | 2073 | 2074 | 2075 | 2076
Non-financial benefits/costs - inputs | Environmental | Leakage | GWh | 51.358 | 50.6884 | 49.9965 | 49.2816 | 48.5432 | 47.7806 | 48.3364 | 48.9007 | 49.4737 | 50.0555 | 50.6464 | 51.2465 | 51.8561 | 52.4755 | 53.1047 | 53.7441 | 54.394 | 55.0545 | 55.726 | 56.4086 | 57.1027 | 57.8086 | 58.5265 | 59.2568 | 59.9997 | 60.7556 | 61.5249 | 62.3078 | 63.1048 | 63.9161 | 64.7423 | 65.5836 | 66.4404 | 67.3133 | 68.2026 | 69.1088 | 70.0323 | 70.9736 | 71.9333 | 72.9118 | 73.9096 | 74.9273 | 75.9655 | 77.0247 | 78.1055 | 79.2087 | 80.3347 | 81.4843 | 82.6582 | 83.8491
Environmental
Environmental
| Safety | Fatality risk |  | 0.035035 | 0.036004 | 0.036934 | 0.037783 | 0.038504 | 0.039044 | 0.040196 | 0.041389 | 0.042622 | 0.043899 | 0.045219 | 0.046586 | 0.048 | 0.049463 | 0.050978 | 0.052545 | 0.054167 | 0.055846 | 0.057584 | 0.059383 | 0.061245 | 0.063173 | 0.065168 | 0.067234 | 0.069373 | 0.071588 | 0.073881 | 0.076255 | 0.078714 | 0.08126 | 0.083896 | 0.086626 | 0.089454 | 0.092382 | 0.095414 | 0.098555 | 0.10181 | 0.10518 | 0.10867 | 0.11228 | 0.11603 | 0.11991 | 0.12392 | 0.12809 | 0.1324 | 0.13687 | 0.1415 | 0.14629 | 0.15126 | 0.1564
| Safety | Non-Fatality risk |  | 0.077857 | 0.08001 | 0.082076 | 0.083963 | 0.085564 | 0.086764 | 0.089325 | 0.091975 | 0.094717 | 0.097553 | 0.10049 | 0.10352 | 0.10667 | 0.10992 | 0.11328 | 0.11677 | 0.12037 | 0.1241 | 0.12796 | 0.13196 | 0.1361 | 0.14038 | 0.14482 | 0.14941 | 0.15416 | 0.15908 | 0.16418 | 0.16946 | 0.17492 | 0.18058 | 0.18644 | 0.1925 | 0.19879 | 0.20529 | 0.21203 | 0.21901 | 0.22624 | 0.23373 | 0.24148 | 0.24952 | 0.25784 | 0.26646 | 0.27539 | 0.28464 | 0.29422 | 0.30415 | 0.31444 | 0.32509 | 0.33613 | 0.34755
Safety
Safety
Other
Other
Other
Other
Other
Alternative carbon calculations |  |  |  | 2027 | 2028 | 2029 | 2030 | 2031 | 2032 | 2033 | 2034 | 2035 | 2036 | 2037 | 2038 | 2039 | 2040 | 2041 | 2042 | 2043 | 2044 | 2045 | 2046 | 2047 | 2048 | 2049 | 2050 | 2051 | 2052 | 2053 | 2054 | 2055 | 2056 | 2057 | 2058 | 2059 | 2060 | 2061 | 2062 | 2063 | 2064 | 2065 | 2066 | 2067 | 2068 | 2069 | 2070 | 2071 | 2072 | 2073 | 2074 | 2075 | 2076
Environmental costs - low CO2 cost | Environmental | Leakage | £m | -10.4739 | -10.4948 | -10.5092 | -10.5167 | -10.5168 | -10.5093 | -10.7934 | -11.0857 | -11.3864 | -11.6957 | -12.014 | -12.3415 | -12.6785 | -13.0253 | -13.3792 | -13.7434 | -14.1182 | -14.504 | -14.9011 | -15.3099 | -15.7307 | -16.1641 | -16.6103 | -17.0698 | -17.5318 | -18.0059 | -18.4913 | -18.9874 | -19.494 | -20.0113 | -20.5405 | -21.0816 | -21.6346 | -22.2 | -22.7783 | -23.3697 | -23.9746 | -24.5934 | -25.2265 | -25.8743 | -26.5372 | -27.2157 | -27.9102 | -28.6211 | -29.3491 | -30.0946 | -30.8581 | -31.6401 | -32.4413 | -33.259
| Environmental |  | £m
| Environmental |  | £m
Environmental costs - high CO2 cost | Environmental | Leakage | £m | -31.4218 | -31.4844 | -31.5275 | -31.55 | -31.5505 | -31.5278 | -32.3802 | -33.2571 | -34.1592 | -35.0872 | -36.042 | -37.0244 | -38.0354 | -39.0758 | -40.1375 | -41.2301 | -42.3546 | -43.512 | -44.7033 | -45.9296 | -47.1922 | -48.4922 | -49.8309 | -51.2094 | -52.5954 | -54.0177 | -55.4739 | -56.9622 | -58.4819 | -60.0339 | -61.6216 | -63.2447 | -64.9038 | -66.6001 | -68.3349 | -70.1091 | -71.9239 | -73.7802 | -75.6795 | -77.6228 | -79.6116 | -81.647 | -83.7305 | -85.8634 | -88.0473 | -90.2838 | -92.5742 | -94.9204 | -97.324 | -99.7771
| Environmental |  | £m
| Environmental |  | £m
Net Present Values
Discount factors and summary
|  |  |  | 2027 | 2028 | 2029 | 2030 | 2031 | 2032 | 2033 | 2034 | 2035 | 2036 | 2037 | 2038 | 2039 | 2040 | 2041 | 2042 | 2043 | 2044 | 2045 | 2046 | 2047 | 2048 | 2049 | 2050 | 2051 | 2052 | 2053 | 2054 | 2055 | 2056 | 2057 | 2058 | 2059 | 2060 | 2061 | 2062 | 2063 | 2064 | 2065 | 2066 | 2067 | 2068 | 2069 | 2070 | 2071 | 2072 | 2073 | 2074 | 2075 | 2076
Discount factors | Discount factor (Non-Safety) | =1/[(1+SRTP)^n] | % | 100% | 96.62% | 93.35% | 90.19% | 87.14% | 84.2% | 81.35% | 78.6% | 75.94% | 73.37% | 70.89% | 68.49% | 66.18% | 63.94% | 61.78% | 59.69% | 57.67% | 55.72% | 53.84% | 52.02% | 50.26% | 48.56% | 46.92% | 45.33% | 43.8% | 42.31% | 40.88% | 39.5% | 38.17% | 36.87% | 35.63% | 34.59% | 33.58% | 32.6% | 31.65% | 30.73% | 29.84% | 28.97% | 28.12% | 27.31% | 26.51% | 25.74% | 24.99% | 24.26% | 23.55% | 22.87% | 22.2% | 21.56% | 20.93% | 20.32%
| Discount factor (Safety) | =1/[(1+HDR)^n] | % | 100% | 98.52% | 97.07% | 95.63% | 94.22% | 92.83% | 91.45% | 90.1% | 88.77% | 87.46% | 86.17% | 84.89% | 83.64% | 82.4% | 81.18% | 79.99% | 78.8% | 77.64% | 76.49% | 75.36% | 74.25% | 73.15% | 72.07% | 71% | 69.95% | 68.92% | 67.9% | 66.9% | 65.91% | 64.94% | 63.98% | 63.16% | 62.36% | 61.57% | 60.79% | 60.02% | 59.25% | 58.5% | 57.76% | 57.03% | 56.3% | 55.59% | 54.88% | 54.18% | 53.5% | 52.82% | 52.15% | 51.48% | 50.83% | 50.19%
Summary of discounted costs/benefits | Capex |  | £m | -0.15024 | -1.0793 | -1.9788 | -2.8557 | -3.7093 | -4.3654 | -3.9395 | -3.5435 | -3.1756 | -2.8341 | -2.5176 | -2.2245 | -1.9534 | -1.7031 | -1.4722 | -1.2595 | -1.064 | -0.88451 | -0.7201 | -0.5698 | -0.4327 | -0.30795 | -0.19475 | -0.092342 | -1.8934e-16 | -1.8294e-16 | -1.7676e-16 | -1.7078e-16 | -1.65e-16 | -1.5942e-16 | -1.5403e-16 | -1.4955e-16 | -1.4519e-16 | -1.4096e-16 | -1.3686e-16 | -1.3287e-16 | -1.29e-16 | -1.2524e-16 | -1.2159e-16 | -1.1805e-16 | -1.1461e-16 | -1.1128e-16 | -1.0804e-16 | -1.0489e-16 | -1.0183e-16 | -9.8867e-17 | -9.5988e-17 | -9.3192e-17 | -9.0478e-17 | -8.7842e-17
| Opex |  | £m | 0 | 0 | 0 | 0 | 0 | 0 | 0 | 0 | 0 | 0 | 0 | 0 | 0 | 0 | 0 | 0 | 0 | 0 | 0 | 0 | 0 | 0 | 0 | 0 | 0 | 0 | 0 | 0 | 0 | 0 | 0 | 0 | 0 | 0 | 0 | 0 | 0 | 0 | 0 | 0 | 0 | 0 | 0 | 0 | 0 | 0 | 0 | 0 | 0 | 0
| Pass Through Costs |  | £m | -3.5077 | -3.3449 | -3.1876 | -3.0358 | -2.8892 | -2.7476 | -2.6856 | -2.6251 | -2.566 | -2.5084 | -2.4522 | -2.3973 | -2.3438 | -2.2916 | -2.2407 | -2.191 | -2.1425 | -2.0952 | -2.049 | -2.004 | -1.96 | -1.9171 | -1.8753 | -1.8345 | -1.7947 | -1.7558 | -1.718 | -1.681 | -1.6449 | -1.6097 | -1.5754 | -1.5494 | -1.5239 | -1.499 | -1.4745 | -1.4506 | -1.4272 | -1.4042 | -1.3818 | -1.3598 | -1.3382 | -1.3171 | -1.2965 | -1.2763 | -1.2565 | -1.2371 | -1.2182 | -1.1996 | -1.1814 | -1.1636
| Environmental - central CO2 cost |  | £m | -20.9147 | -20.2989 | -19.6153 | -18.9387 | -18.3306 | -17.724 | -17.5518 | -17.4347 | -17.3148 | -17.1389 | -17.015 | -16.8887 | -16.7604 | -16.6788 | -16.5457 | -16.4111 | -16.2752 | -16.1825 | -16.0434 | -15.9459 | -15.8042 | -15.7026 | -15.5987 | -15.4928 | -15.3764 | -15.2606 | -15.1471 | -15.0312 | -14.9136 | -14.7948 | -14.6758 | -14.6268 | -14.5763 | -14.5245 | -14.4716 | -14.4177 | -14.3628 | -14.307 | -14.2504 | -14.1931 | -14.1351 | -14.0766 | -14.0176 | -13.9582 | -13.8985 | -13.8385 | -13.7784 | -13.7181 | -13.6577 | -13.596
| Environmental - low CO2 cost |  | £m | -10.4739 | -10.1399 | -9.8104 | -9.4854 | -9.1648 | -8.8485 | -8.7804 | -8.7133 | -8.647 | -8.5815 | -8.5169 | -8.4532 | -8.3904 | -8.3284 | -8.2654 | -8.2033 | -8.1421 | -8.0817 | -8.0222 | -7.9635 | -7.9057 | -7.8488 | -7.7927 | -7.7375 | -7.6782 | -7.6191 | -7.5599 | -7.5003 | -7.44 | -7.3791 | -7.3181 | -7.2921 | -7.2655 | -7.2382 | -7.2104 | -7.1822 | -7.1535 | -7.1244 | -7.0949 | -7.0652 | -7.0351 | -7.0049 | -6.9744 | -6.9437 | -6.9129 | -6.8821 | -6.8511 | -6.8202 | -6.7892 | -6.7576
| Environmental - high CO2 cost |  | £m | -31.4218 | -30.4197 | -29.4313 | -28.4563 | -27.4944 | -26.5455 | -26.3413 | -26.1398 | -25.9409 | -25.7445 | -25.5508 | -25.3597 | -25.1712 | -24.9852 | -24.7962 | -24.6099 | -24.4262 | -24.245 | -24.0665 | -23.8906 | -23.7172 | -23.5464 | -23.3782 | -23.2125 | -23.0345 | -22.8574 | -22.6798 | -22.5008 | -22.3199 | -22.1374 | -21.9544 | -21.8764 | -21.7964 | -21.7147 | -21.6313 | -21.5466 | -21.4605 | -21.3732 | -21.2848 | -21.1955 | -21.1054 | -21.0146 | -20.9231 | -20.8312 | -20.7388 | -20.6462 | -20.5534 | -20.4605 | -20.3676 | -20.2728
| Safety |  | £m | -0.79658 | -0.80651 | -0.81511 | -0.82152 | -0.82482 | -0.82403 | -0.83582 | -0.84789 | -0.86026 | -0.87293 | -0.8859 | -0.89919 | -0.91279 | -0.92671 | -0.94097 | -0.95557 | -0.97051 | -0.98581 | -1.0015 | -1.0175 | -1.0339 | -1.0507 | -1.0678 | -1.0854 | -1.1034 | -1.1218 | -1.1406 | -1.1599 | -1.1796 | -1.1997 | -1.2203 | -1.2441 | -1.2683 | -1.2932 | -1.3187 | -1.3448 | -1.3716 | -1.399 | -1.4271 | -1.4558 | -1.4853 | -1.5154 | -1.5463 | -1.578 | -1.6104 | -1.6436 | -1.6776 | -1.7125 | -1.7481 | -1.7845
| Financial |  | £m | -11.4114 | -11.0317 | -10.6584 | -10.2911 | -9.9294 | -9.573 | -9.4142 | -9.2604 | -9.1115 | -8.9673 | -8.8277 | -8.6926 | -8.5618 | -8.4351 | -8.3125 | -8.1939 | -8.079 | -7.9678 | -7.8602 | -7.7561 | -7.6553 | -7.5578 | -7.4635 | -7.3722 | -7.2839 | -7.1984 | -7.1158 | -7.0358 | -6.9585 | -6.8838 | -6.8115 | -6.7743 | -6.7389 | -6.7054 | -6.6736 | -6.6434 | -6.615 | -6.5881 | -6.5629 | -6.5392 | -6.5171 | -6.4964 | -6.4772 | -6.4595 | -6.4431 | -6.4281 | -6.4145 | -6.4021 | -6.3911 | -6.3801
| Other |  | £m | 0 | 0 | 0 | 0 | 0 | 0 | 0 | 0 | 0 | 0 | 0 | 0 | 0 | 0 | 0 | 0 | 0 | 0 | 0 | 0 | 0 | 0 | 0 | 0 | 0 | 0 | 0 | 0 | 0 | 0 | 0 | 0 | 0 | 0 | 0 | 0 | 0 | 0 | 0 | 0 | 0 | 0 | 0 | 0 | 0 | 0 | 0 | 0 | 0 | 0
Annual Total | Total - central carbon cost |  | £m | -36.7806 | -36.5613 | -36.2553 | -35.9428 | -35.6833 | -35.234 | -34.4269 | -33.7116 | -33.0281 | -32.3217 | -31.6984 | -31.1024 | -30.5322 | -30.0353 | -29.5121 | -29.011 | -28.5312 | -28.1158 | -27.6742 | -27.2932 | -26.8861 | -26.5361 | -26.2001 | -25.8773 | -25.5583 | -25.3366 | -25.1215 | -24.9079 | -24.6966 | -24.488 | -24.283 | -24.1946 | -24.1075 | -24.0221 | -23.9384 | -23.8566 | -23.7765 | -23.6983 | -23.6221 | -23.5479 | -23.4757 | -23.4056 | -23.3377 | -23.272 | -23.2085 | -23.1474 | -23.0886 | -23.0323 | -22.9783 | -22.9242
| Total - low carbon cost |  | £m | -26.3398 | -26.4023 | -26.4504 | -26.4896 | -26.5175 | -26.3586 | -25.6555 | -24.9901 | -24.3603 | -23.7643 | -23.2004 | -22.6669 | -22.1622 | -21.685 | -21.2318 | -20.8032 | -20.398 | -20.015 | -19.6529 | -19.3109 | -18.9877 | -18.6824 | -18.3941 | -18.1219 | -17.8601 | -17.6952 | -17.5343 | -17.3769 | -17.223 | -17.0723 | -16.9253 | -16.8599 | -16.7967 | -16.7358 | -16.6772 | -16.6211 | -16.5672 | -16.5158 | -16.4667 | -16.42 | -16.3757 | -16.3339 | -16.2944 | -16.2575 | -16.223 | -16.1909 | -16.1614 | -16.1344 | -16.1098 | -16.0858
| Total - high carbon cost |  | £m | -47.2876 | -46.6821 | -46.0713 | -45.4604 | -44.8471 | -44.0556 | -43.2164 | -42.4166 | -41.6542 | -40.9273 | -40.2343 | -39.5734 | -38.943 | -38.3418 | -37.7626 | -37.2098 | -36.6821 | -36.1783 | -35.6973 | -35.2379 | -34.7991 | -34.38 | -33.9795 | -33.5969 | -33.2165 | -32.9335 | -32.6542 | -32.3774 | -32.1029 | -31.8306 | -31.5616 | -31.4441 | -31.3276 | -31.2122 | -31.0981 | -30.9854 | -30.8742 | -30.7645 | -30.6566 | -30.5503 | -30.446 | -30.3436 | -30.2432 | -30.1449 | -30.0489 | -29.9551 | -29.8637 | -29.7747 | -29.6882 | -29.6009
Net Present Value | NPV - central carbon cost |  | £m | -36.7806 | -73.3419 | -109.5972 | -145.54 | -181.2233 | -216.4574 | -250.8843 | -284.5959 | -317.624 | -349.9457 | -381.6441 | -412.7465 | -443.2787 | -473.314 | -502.8261 | -531.8371 | -560.3683 | -588.4841 | -616.1583 | -643.4515 | -670.3376 | -696.8737 | -723.0738 | -748.951 | -774.5094 | -799.846 | -824.9675 | -849.8754 | -874.5719 | -899.0599 | -923.3429 | -947.5374 | -971.645 | -995.6671 | -1019.6055 | -1043.4621 | -1067.2386 | -1090.937 | -1114.5591 | -1138.1069 | -1161.5826 | -1184.9882 | -1208.3259 | -1231.5979 | -1254.8064 | -1277.9538 | -1301.0424 | -1324.0747 | -1347.053 | -1369.9772
| NPV - low carbon cost |  | £m | -26.3398 | -52.7421 | -79.1925 | -105.6821 | -132.1996 | -158.5581 | -184.2137 | -209.2038 | -233.5641 | -257.3284 | -280.5288 | -303.1957 | -325.3579 | -347.0429 | -368.2747 | -389.0779 | -409.4759 | -429.4908 | -449.1438 | -468.4546 | -487.4423 | -506.1247 | -524.5188 | -542.6407 | -560.5008 | -578.196 | -595.7303 | -613.1072 | -630.3301 | -647.4025 | -664.3278 | -681.1877 | -697.9843 | -714.7201 | -731.3973 | -748.0184 | -764.5856 | -781.1014 | -797.5681 | -813.988 | -830.3638 | -846.6976 | -862.9921 | -879.2495 | -895.4725 | -911.6634 | -927.8248 | -943.9592 | -960.069 | -976.1548
| NPV - high carbon cost |  | £m | -47.2876 | -93.9697 | -140.041 | -185.5014 | -230.3485 | -274.4041 | -317.6205 | -360.0372 | -401.6914 | -442.6187 | -482.853 | -522.4264 | -561.3694 | -599.7112 | -637.4738 | -674.6836 | -711.3657 | -747.544 | -783.2413 | -818.4792 | -853.2783 | -887.6583 | -921.6378 | -955.2348 | -988.4512 | -1021.3847 | -1054.0389 | -1086.4163 | -1118.5192 | -1150.3498 | -1181.9114 | -1213.3555 | -1244.6831 | -1275.8954 | -1306.9935 | -1337.9789 | -1368.8531 | -1399.6176 | -1430.2742 | -1460.8245 | -1491.2705 | -1521.6141 | -1551.8573 | -1582.0022 | -1612.0511 | -1642.0061 | -1671.8698 | -1701.6445 | -1731.3327 | -1760.9336
Comparison to baseline
|  |  |  | 2027 | 2028 | 2029 | 2030 | 2031 | 2032 | 2033 | 2034 | 2035 | 2036 | 2037 | 2038 | 2039 | 2040 | 2041 | 2042 | 2043 | 2044 | 2045 | 2046 | 2047 | 2048 | 2049 | 2050 | 2051 | 2052 | 2053 | 2054 | 2055 | 2056 | 2057 | 2058 | 2059 | 2060 | 2061 | 2062 | 2063 | 2064 | 2065 | 2066 | 2067 | 2068 | 2069 | 2070 | 2071 | 2072 | 2073 | 2074 | 2075 | 2076
Summary of discounted costs/benefits | Capex |  | £m | -0.15024 | -1.0793 | -1.9788 | -2.8557 | -3.7093 | -4.3654 | -3.9395 | -3.5435 | -3.1756 | -2.8341 | -2.5176 | -2.2245 | -1.9534 | -1.7031 | -1.4722 | -1.2595 | -1.064 | -0.88451 | -0.7201 | -0.5698 | -0.4327 | -0.30795 | -0.19475 | -0.092342 | -1.8934e-16 | -1.8294e-16 | -1.7676e-16 | -1.7078e-16 | -1.65e-16 | -1.5942e-16 | -1.5403e-16 | -1.4955e-16 | -1.4519e-16 | -1.4096e-16 | -1.3686e-16 | -1.3287e-16 | -1.29e-16 | -1.2524e-16 | -1.2159e-16 | -1.1805e-16 | -1.1461e-16 | -1.1128e-16 | -1.0804e-16 | -1.0489e-16 | -1.0183e-16 | -9.8867e-17 | -9.5988e-17 | -9.3192e-17 | -9.0478e-17 | -8.7842e-17
| Opex |  | £m | 0 | 0 | 0 | 0 | 0 | 0 | 0 | 0 | 0 | 0 | 0 | 0 | 0 | 0 | 0 | 0 | 0 | 0 | 0 | 0 | 0 | 0 | 0 | 0 | 0 | 0 | 0 | 0 | 0 | 0 | 0 | 0 | 0 | 0 | 0 | 0 | 0 | 0 | 0 | 0 | 0 | 0 | 0 | 0 | 0 | 0 | 0 | 0 | 0 | 0
| Pass Through Costs |  | £m | 0 | 0.083312 | 0.16298 | 0.23914 | 0.31191 | 0.38142 | 0.37316 | 0.3651 | 0.35723 | 0.34956 | 0.34207 | 0.33476 | 0.32763 | 0.32067 | 0.31388 | 0.30726 | 0.3008 | 0.29449 | 0.28834 | 0.28233 | 0.27647 | 0.27076 | 0.26518 | 0.25974 | 0.25443 | 0.24925 | 0.24419 | 0.23926 | 0.23445 | 0.22976 | 0.22518 | 0.22178 | 0.21846 | 0.2152 | 0.21202 | 0.2089 | 0.20585 | 0.20286 | 0.19994 | 0.19708 | 0.19429 | 0.19155 | 0.18887 | 0.18625 | 0.18369 | 0.18119 | 0.17874 | 0.17634 | 0.174 | 0.17169
| Environmental - central CO2 cost |  | £m | 0 | 0.50559 | 1.0029 | 1.4918 | 1.9789 | 2.4604 | 2.4388 | 2.4248 | 2.4105 | 2.3884 | 2.3735 | 2.3583 | 2.3428 | 2.3339 | 2.3178 | 2.3015 | 2.285 | 2.2746 | 2.2576 | 2.2466 | 2.2293 | 2.2177 | 2.2057 | 2.1935 | 2.1799 | 2.1663 | 2.153 | 2.1395 | 2.1256 | 2.1117 | 2.0977 | 2.0937 | 2.0896 | 2.0853 | 2.0808 | 2.0763 | 2.0716 | 2.0669 | 2.062 | 2.0571 | 2.0522 | 2.0471 | 2.0421 | 2.037 | 2.0319 | 2.0268 | 2.0217 | 2.0166 | 2.0115 | 2.0062
| Environmental - low CO2 cost |  | £m | 0 | 0.25256 | 0.50159 | 0.74718 | 0.9894 | 1.2283 | 1.22 | 1.2118 | 1.2038 | 1.1959 | 1.1881 | 1.1804 | 1.1728 | 1.1654 | 1.1579 | 1.1504 | 1.1431 | 1.1359 | 1.1289 | 1.122 | 1.1152 | 1.1085 | 1.1019 | 1.0955 | 1.0885 | 1.0816 | 1.0746 | 1.0675 | 1.0604 | 1.0532 | 1.046 | 1.0438 | 1.0415 | 1.0392 | 1.0368 | 1.0343 | 1.0318 | 1.0292 | 1.0266 | 1.024 | 1.0214 | 1.0187 | 1.016 | 1.0133 | 1.0106 | 1.0079 | 1.0053 | 1.0026 | 0.9999 | 0.99712
| Environmental - high CO2 cost |  | £m | 0 | 0.75768 | 1.5048 | 2.2415 | 2.9682 | 3.685 | 3.6601 | 3.6355 | 3.6114 | 3.5876 | 3.5642 | 3.5412 | 3.5185 | 3.4963 | 3.4736 | 3.4513 | 3.4294 | 3.4078 | 3.3867 | 3.3659 | 3.3455 | 3.3254 | 3.3058 | 3.2865 | 3.2655 | 3.2447 | 3.2238 | 3.2026 | 3.1813 | 3.1597 | 3.138 | 3.1314 | 3.1246 | 3.1175 | 3.1103 | 3.1029 | 3.0954 | 3.0877 | 3.0799 | 3.0721 | 3.0641 | 3.0561 | 3.0481 | 3.04 | 3.0319 | 3.0238 | 3.0158 | 3.0077 | 2.9997 | 2.9914
| Safety |  | £m | 0 | 0.00092359 | 0.0034419 | 0.008428 | 0.016807 | 0.029561 | 0.030025 | 0.030499 | 0.030984 | 0.031479 | 0.031986 | 0.032503 | 0.033032 | 0.033573 | 0.034125 | 0.03469 | 0.035268 | 0.035858 | 0.036461 | 0.037078 | 0.037708 | 0.038352 | 0.03901 | 0.039682 | 0.04037 | 0.041073 | 0.041791 | 0.042525 | 0.043275 | 0.044042 | 0.044825 | 0.045722 | 0.046641 | 0.047581 | 0.048543 | 0.049529 | 0.050537 | 0.05157 | 0.052627 | 0.053709 | 0.054817 | 0.055952 | 0.057113 | 0.058302 | 0.059519 | 0.060765 | 0.06204 | 0.063346 | 0.064683 | 0.066048
| Financial |  |  | 0 | 0.18844 | 0.37656 | 0.56455 | 0.75255 | 0.94076 | 0.93668 | 0.93273 | 0.92888 | 0.92514 | 0.92151 | 0.91798 | 0.91456 | 0.91124 | 0.90801 | 0.90489 | 0.90185 | 0.89891 | 0.89606 | 0.8933 | 0.89063 | 0.88804 | 0.88554 | 0.88312 | 0.88078 | 0.87852 | 0.87634 | 0.87423 | 0.8722 | 0.87024 | 0.86836 | 0.87075 | 0.87321 | 0.87575 | 0.87835 | 0.88103 | 0.88378 | 0.8866 | 0.88949 | 0.89245 | 0.89548 | 0.89857 | 0.90174 | 0.90498 | 0.90828 | 0.91166 | 0.9151 | 0.91861 | 0.92218 | 0.92575
| Other |  | £m | 0 | 0 | 0 | 0 | 0 | 0 | 0 | 0 | 0 | 0 | 0 | 0 | 0 | 0 | 0 | 0 | 0 | 0 | 0 | 0 | 0 | 0 | 0 | 0 | 0 | 0 | 0 | 0 | 0 | 0 | 0 | 0 | 0 | 0 | 0 | 0 | 0 | 0 | 0 | 0 | 0 | 0 | 0 | 0 | 0 | 0 | 0 | 0 | 0 | 0
Annual Total | Total - central carbon cost |  | £m | -0.15024 | -0.30102 | -0.43293 | -0.55177 | -0.64911 | -0.55324 | -0.16085 | 0.20968 | 0.55202 | 0.86042 | 1.1515 | 1.4191 | 1.6646 | 1.8963 | 2.1017 | 2.2888 | 2.4589 | 2.6193 | 2.7584 | 2.8895 | 3.0014 | 3.1069 | 3.2007 | 3.2837 | 3.3554 | 3.3351 | 3.3154 | 3.2955 | 3.2756 | 3.2557 | 3.236 | 3.232 | 3.2279 | 3.2238 | 3.2197 | 3.2157 | 3.2118 | 3.2079 | 3.2041 | 3.2004 | 3.1967 | 3.1932 | 3.1898 | 3.1865 | 3.1834 | 3.1804 | 3.1776 | 3.1749 | 3.1724 | 3.1697
| Total - low carbon cost |  | £m | -0.15024 | -0.55405 | -0.93424 | -1.2964 | -1.6386 | -1.7853 | -1.3796 | -1.0033 | -0.65468 | -0.33209 | -0.033974 | 0.24113 | 0.49463 | 0.72783 | 0.94172 | 1.1378 | 1.3171 | 1.4807 | 1.6296 | 1.7649 | 1.8873 | 1.9977 | 2.0969 | 2.1857 | 2.2641 | 2.2504 | 2.2369 | 2.2236 | 2.2104 | 2.1973 | 2.1844 | 2.1821 | 2.1798 | 2.1777 | 2.1757 | 2.1738 | 2.172 | 2.1703 | 2.1687 | 2.1673 | 2.166 | 2.1648 | 2.1638 | 2.1629 | 2.1621 | 2.1616 | 2.1611 | 2.1609 | 2.1608 | 2.1606
| Total - high carbon cost |  | £m | -0.15024 | -0.048937 | 0.068947 | 0.19795 | 0.34019 | 0.67134 | 1.0604 | 1.4204 | 1.7529 | 2.0597 | 2.3422 | 2.6019 | 2.8403 | 3.0587 | 3.2574 | 3.4386 | 3.6033 | 3.7526 | 3.8874 | 4.0088 | 4.1176 | 4.2146 | 4.3008 | 4.3767 | 4.4411 | 4.4135 | 4.3861 | 4.3587 | 4.3312 | 4.3037 | 4.2764 | 4.2697 | 4.2629 | 4.2561 | 4.2492 | 4.2424 | 4.2355 | 4.2287 | 4.222 | 4.2153 | 4.2087 | 4.2022 | 4.1958 | 4.1896 | 4.1834 | 4.1775 | 4.1716 | 4.166 | 4.1606 | 4.1549
Net Present Value | Total - central carbon cost |  | £m | -0.15024 | -0.45126 | -0.88419 | -1.436 | -2.0851 | -2.6383 | -2.7992 | -2.5895 | -2.0375 | -1.177 | -0.025586 | 1.3935 | 3.0581 | 4.9544 | 7.0561 | 9.3449 | 11.8038 | 14.4232 | 17.1816 | 20.071 | 23.0724 | 26.1793 | 29.38 | 32.6637 | 36.0192 | 39.3543 | 42.6697 | 45.9652 | 49.2407 | 52.4964 | 55.7325 | 58.9644 | 62.1923 | 65.4161 | 68.6358 | 71.8516 | 75.0634 | 78.2713 | 81.4754 | 84.6757 | 87.8725 | 91.0657 | 94.2555 | 97.4421 | 100.6255 | 103.8059 | 106.9834 | 110.1583 | 113.3307 | 116.5003
| Total - low carbon cost |  | £m | -0.15024 | -0.70429 | -1.6385 | -2.935 | -4.5736 | -6.3589 | -7.7385 | -8.7418 | -9.3965 | -9.7286 | -9.7626 | -9.5214 | -9.0268 | -8.299 | -7.3572 | -6.2195 | -4.9024 | -3.4217 | -1.7921 | -0.027212 | 1.8601 | 3.8577 | 5.9546 | 8.1403 | 10.4044 | 12.6548 | 14.8917 | 17.1153 | 19.3257 | 21.5229 | 23.7073 | 25.8894 | 28.0692 | 30.2469 | 32.4226 | 34.5963 | 36.7683 | 38.9386 | 41.1073 | 43.2745 | 45.4405 | 47.6053 | 49.769 | 51.9319 | 54.094 | 56.2556 | 58.4167 | 60.5776 | 62.7384 | 64.899
| Total - high carbon cost |  | £m | -0.15024 | -0.19918 | -0.13023 | 0.067717 | 0.4079 | 1.0792 | 2.1397 | 3.5601 | 5.313 | 7.3726 | 9.7148 | 12.3167 | 15.1571 | 18.2157 | 21.4732 | 24.9118 | 28.5151 | 32.2677 | 36.1551 | 40.1639 | 44.2814 | 48.4961 | 52.7968 | 57.1736 | 61.6147 | 66.0282 | 70.4143 | 74.7729 | 79.1041 | 83.4079 | 87.6843 | 91.9539 | 96.2168 | 100.4729 | 104.7221 | 108.9644 | 113.2 | 117.4287 | 121.6507 | 125.866 | 130.0747 | 134.2769 | 138.4727 | 142.6623 | 146.8457 | 151.0232 | 155.1948 | 159.3608 | 163.5214 | 167.6763
|  |  |  | 2027 | 2028 | 2029 | 2030 | 2031 | 2032 | 2033 | 2034 | 2035 | 2036 | 2037 | 2038 | 2039 | 2040 | 2041 | 2042 | 2043 | 2044 | 2045 | 2046 | 2047 | 2048 | 2049 | 2050 | 2051 | 2052 | 2053 | 2054 | 2055 | 2056 | 2057 | 2058 | 2059 | 2060 | 2061 | 2062 | 2063 | 2064 | 2065 | 2066 | 2067 | 2068 | 2069 | 2070 | 2071 | 2072 | 2073 | 2074 | 2075 | 2076
| Monetised risk - memo line |  | £m
Note on B10: Ofgem: Enter as year (eg 2027)
Note on C158: Duncan Innes:GT/GD
Note on C161: Duncan Innes: All sectors
Note on C162: Duncan Innes: All sectors
Note on B229: Ofgem: This line records the total monetised risk of the modelled scenario. It acts as a cross-reference between the CBA and NARM BPDTs and should not directly link to any formulas in the CBA analysis above.

## Option_3 Workings
Additional cost/benefit explanations
Please provide a short explanation of any additional cost/benefit lines that have been completed in addition to the pre-populated ones. This should include both a description of the nature of the cost/benefit, and an explanation of how the value was calculated, citing appropriate sources (eg for relevant global warming potentials). If an explanation has been provided within the EJP, then simply provide a reference to the relevant page number.
[5 empty] | Preferred | RIIO-GD3 |  |  |  |  | Cost per km/service (£m)
[6 empty] | 2027 | 2028 | 2029 | 2030 | 2031 | 2027 | 2028 | 2029 | 2030 | 2031
Mains | Tier Other | Steel | Cost | Net | £m | 7.0648 | 7.4682 | 7.9299 | 8.3992 | 8.8135 | 0.2534 | 0.26787 | 0.28443 | 0.30126 | 0.31612
| Services | Steel >2" | Cost | Net | £m | 0.69813 | 0.77226 | 0.85506 | 0.93807 | 1.0163 | 0.00047761 | 0.00052833 | 0.00058498 | 0.00064177 | 0.00069529
Mains | Mains | Steel | Number |  | No. | RIIO-GD3 2027: 27.88; RIIO-GD3 2028: 27.88; RIIO-GD3 2029: 27.88; RIIO-GD3 2030: 27.88; RIIO-GD3 2031: 27.88
| Services | Steel >2" | Number |  | No. | RIIO-GD3 2027: 1461.6964; RIIO-GD3 2028: 1461.6964; RIIO-GD3 2029: 1461.6964; RIIO-GD3 2030: 1461.6964; RIIO-GD3 2031: 1461.6964
[5 empty] | Do Less | RIIO-GD3 2027: RIIO-GD3
[6 empty] | 2027 | 2028 | 2029 | 2030 | 2031
Mains | Tier Other | Steel | Cost | Net | £m | 7.3375 | 7.7565 | 8.236 | 8.7234 | 9.1537 |  | 15.4% uplift in cost due to having to reduce the population of delivery partners/teams causing reduction in efficiency
| Services | Steel >2" | Cost | Net | £m | RIIO-GD3 2027: 0.62825; RIIO-GD3 2028: 0.69497; RIIO-GD3 2029: 0.76948; RIIO-GD3 2030: 0.84418; RIIO-GD3 2031: 0.91459
Mains | Mains | Steel | Number |  | No. | RIIO-GD3 2027: 25.092; RIIO-GD3 2028: 25.092; RIIO-GD3 2029: 25.092; RIIO-GD3 2030: 25.092; RIIO-GD3 2031: 25.092
| Services | Steel >2" | Number |  | No. | RIIO-GD3 2027: 1315.4; RIIO-GD3 2028: 1315.4; RIIO-GD3 2029: 1315.4; RIIO-GD3 2030: 1315.4; RIIO-GD3 2031: 1315.4
NGN VF Financial Risk, NGN VF Customer Risk, NGN VF Compliance Risk populated from our decision support tool outputs as per NGN's Value Framework and consistent with NARM.
Long term cost/benefit assumptions
Please briefly summarise the assumptions you have used to calculate long-term (ie beyond the duration of the RIIO3 price control) costs and other inputs (eg "Opex assumed to increase at 1%/year based on historic trends"). In most cases we would expect these to be the same across the baseline and different options, but where this is not the case additional tabs can be completed as necessary. If detailed descriptions are required (eg to explain assumptions around whole life costs of assets) these should be included as part of the EJP
Capex | Not modelled in beyond RIIO-GD4 as proposals cover RIIO-GD3 only.
Opex | As per NARM modelling assumptions from our Decision Support Tool - see Ofgem CBA Template Assumptions in section 8 of EJP.
Leakage | Modelled as per NARM metholdogy from our decision support tool.
Fatality risk | Modelled as per NARM metholdogy from our decision support tool.
Non-Fatality risk | Modelled as per NARM metholdogy from our decision support tool.
Cost cross-referencing
If there is any explanation required on how the cost data set out in the EJP totals to the lines in the CBA, please provide it here.
Costs in CBA reflected in sections 8 and 9 of EJP.

## Option_4
Summary | [7 empty] | Text Descriptions
[8 empty] | Option Description - this should allow us to quickly recognise the option being assessed (based on descriptions in the EJP and other documents) and distinguish it both from other investment areas and from other options. If appropriate, please provide sitemaps, photos or any other documents that will help with this identification (likely to be relevant for major projects rather than asset classes) | [6 empty] | Stakeholder Support Summary - please provide a synopsis which details the feedback from stakeholder group(s)
Option Name | >2ST Non-Mandatory Repex Extra T3; Reduced >2ST |  |  | Date Undertaken: | 2024-12-06
Scheme Reference ID | A22.m.NGN | [6 empty] | Based on internal and DNV analysis, we examined an option to increase the volume of our Tier 3 replacements while reducing the volume of >2ST replacements. The analysis indicated that Tier 3 mains are generally more susceptible to leakage than >2ST mains, making their replacement more effective for risk reduction. | [6 empty] | The different priorities between national, local and customer stakeholders highlights tensions between short- and long-term goals and the dynamics NGN must manage throughout RIIO-GD3. Customers (especially older, low income, and digitally excluded customers) value energy affordability above all other priorities. Conversely, future customers prioritise helping the region to meet climate change targets (and not leaving anyone behind). Local stakeholders generally share this long-term view; Furthermore, national groups say they will judge our performance by how resilient the business is. As customers are satisfied with the performance and availability of our services, they prefer us to maintain service levels at levels similar to today and asked for us to reduce future risk with targeted investments to enhance removal, reduction, resistance and recovery strategies. To balance stakeholders' priorities, we will maintain our position as the most efficient gas distribution operator, while investing in delivering continuous performance improvement. We will achieve this through targeted investment in low-regret innovation, enhanced stakeholder engagement, whole systems collaboration, data and digitalisation. Our rigorous engagement programme has helped us balance the clear need for greater regional support and investment, with the evident tension around the increased cost of living and ongoing affordability concerns. (Additional increase in spend over the Preferred option has not been deemed to be justified).
Expenditure Type | Repex |  |  | Authorised By: | Dean Pearson
Preferred Option (Y/N) | N
Spend Area (Please include relevant RRP/BPDT Table Reference) | CV6.05, CV6.08
First year of expenditure outflow | 2027
Payback position at year | Central CO2 Cost - PV of costs & benefits (£m) | Central CO2 Cost - NPV relative to baseline (£m) | Low CO2 cost - PV of costs & benefits (£m) | Low CO2 cost - NPV relative to baseline (£m) | High CO2 cost - PV of costs & benefits (£m) | High CO2 cost - NPV relative to baseline (£m)
2035 | -314.5533 | 1.0332 | -230.7245 | -6.5569 | -398.3899 | 8.6145
2040 | -468.5993 | 9.6691 | -342.7444 | -4.0005 | -594.58 | 23.3469
2045 | -610.3682 | 22.9717 | -443.9495 | 3.4022 | -776.8553 | 42.541
2050 | -742.461 | 39.1538 | -536.9207 | 13.8603 | -947.975 | 64.4334
2060 | -988.1203 | 72.9629 | -708.2778 | 36.6892 | -1267.2476 | 109.1206
2070 | -1223.0124 | 106.0276 | -872.0932 | 59.0882 | -1571.9965 | 152.6679
Capitalisation rate | 100% | [6 empty] | Engineering Justification Summary - please provide a synopsis & share the document which articulates the full detailed explanation | [6 empty] | Company View - please provide a synopsis which details your view of how beneficial this option is.
[8 empty] | NGN’s pipe distribution network < 7 bar consists of over 36,000km of mains and over 2.5 million services providing gas to domestic, commercial and industrial consumers. Of the total distribution mains in the network, approximately 33,000km are non-mandatory (with the remaining population being mandatory). This Engineering Justification Paper (EJP) and accompanying CBA sets out the interventions that we plan to undertake on Non-Mandatory REPEX investments planned for completion during RIIO-GD3. The investments outlined in the paper are aimed at addressing issues with the distribution pipelines and associated services that fall outside of IMRRP (Iron Mains Risk Reduction Programme) mandated by the Health and Safety Executive (HSE) and described in the A22.l Mandatory REPEX Engineering Justification Paper. Interventions in this area are asset health driven, with a key focus on customer safety and minimising leaks and the risks associated with them. It is imperative that mains and services remain in good condition in order to ensure gas continues to flow through our network in a safe and reliable manner. Our decision-making process for these investments involves a balance of the costs, future benefits, and the potential negative consequences of not proceeding with the non-mandatory mains replacement programme. The targeted investment areas include iron mains in the Tier 2B (T2B) and Tier 3 (T3) categories, those over 30m away from the nearest property (>30m Iron), greater than 2-inch steel (>2ST) and PE mains as well as mains diversions along with the associated services within each category. The drivers behind the investment proposals range from customer demand and compliance (diversions) to asset health, environmental and safety considerations (T2B/T3/>2ST). Each investment area has been carefully selected based on a systematic asset management decision-making process, incorporating risk analysis, value assessment, and trade-offs between different intervention and management options; as well as considering deliverability. This CBA focuses on Tier 2b. A22.m RIIO-GD3 Investment Decision Pack - Non Mandatory Repex EJP. | [6 empty] | Comment applicable for Option_4 overarching Non-Mandatory categories: Concentrating our efforts on replacing Tier 3 mains may address the higher leakage risk associated with these assets, thereby improving the security of our supply network and ensuring compliance with safety standards. Conversely, to manage the cost of the programme, it is important to note that the replacement of Tier 3 pipes is on average over 5 times more expensive per kilometre than mains in the >2ST category and result in £15.4m more expenditure than the preferred option which already includes some rebalancing of >2” Steel towards Tier 3 mains. Therefore we rejected this option and propose to continue with the balanced programme we have delivered in RIIO-GD2.
Expenditure Profile - Summary
| 2027 | 2028 | 2029 | 2030 | 2031 | Post RIIO3
| (£m) | (£m) | (£m) | (£m) | (£m) | (£m)
Capitalised costs | -7.206 | -7.6493 | -8.1547 | -8.6674 | -9.1246 | 0
Non-capitalised costs | -3.5077 | -3.4592 | -3.4092 | -3.3575 | -3.3042 | -194.3339
| Asset Class | Unit | Comments
Output | >2 inch Steel replacement | 129.5 | In km - see A22.m RIIO-GD3 Investment Decision Pack - Non Mandatory Repex EJP.
Financial Costs
Inputs
|  |  |  | RIIO3 |  |  |  |  | RIIO4 |  |  |  |  | RIIO5 |  |  |  |  | RIIO6 |  |  |  |  | RIIO7 |  |  |  |  | RIIO8 |  |  |  |  | RIIO9 |  |  |  |  | RIIO10 |  |  |  |  | RIIO11 |  |  |  |  | RIIO12
|  |  |  | 1 | 2 | 3 | 4 | 5 | 6 | 7 | 8 | 9 | 10 | 11 | 12 | 13 | 14 | 15 | 16 | 17 | 18 | 19 | 20 | 21 | 22 | 23 | 24 | 25 | 26 | 27 | 28 | 29 | 30 | 31 | 32 | 33 | 34 | 35 | 36 | 37 | 38 | 39 | 40 | 41 | 42 | 43 | 44 | 45 | 46 | 47 | 48 | 49 | 50
| Asset Class | Intervention type |  | 2027 | 2028 | 2029 | 2030 | 2031 | 2032 | 2033 | 2034 | 2035 | 2036 | 2037 | 2038 | 2039 | 2040 | 2041 | 2042 | 2043 | 2044 | 2045 | 2046 | 2047 | 2048 | 2049 | 2050 | 2051 | 2052 | 2053 | 2054 | 2055 | 2056 | 2057 | 2058 | 2059 | 2060 | 2061 | 2062 | 2063 | 2064 | 2065 | 2066 | 2067 | 2068 | 2069 | 2070 | 2071 | 2072 | 2073 | 2074 | 2075 | 2076
Capex/Repex | Mains - Steel mains - 4"-8" | Replacement | £m | RIIO3 1 2027: -2.186; RIIO3 2 2028: -2.3108; RIIO3 3 2029: -2.4537; RIIO3 4 2030: -2.5989; RIIO3 5 2031: -2.7271
| Mains - Steel mains - 9"- <18" | Replacement | £m | RIIO3 1 2027: -2.186; RIIO3 2 2028: -2.3108; RIIO3 3 2029: -2.4537; RIIO3 4 2030: -2.5989; RIIO3 5 2031: -2.7271
| Mains - Steel mains - 18"+ | Replacement | £m | RIIO3 1 2027: -2.186; RIIO3 2 2028: -2.3108; RIIO3 3 2029: -2.4537; RIIO3 4 2030: -2.5989; RIIO3 5 2031: -2.7271
| Services | Replacement | £m | RIIO3 1 2027: -0.64803; RIIO3 2 2028: -0.71684; RIIO3 3 2029: -0.7937; RIIO3 4 2030: -0.87075; RIIO3 5 2031: -0.94337
£m
£m
£m
£m
£m
£m
| Total Capex | (1) | £m | -7.206 | -7.6493 | -8.1547 | -8.6674 | -9.1246 | 0 | 0 | 0 | 0 | 0 | 0 | 0 | 0 | 0 | 0 | 0 | 0 | 0 | 0 | 0 | 0 | 0 | 0 | 0 | 0 | 0 | 0 | 0 | 0 | 0 | 0 | 0 | 0 | 0 | 0 | 0 | 0 | 0 | 0 | 0 | 0 | 0 | 0 | 0 | 0 | 0 | 0 | 0 | 0 | 0
Associated direct opex |  |  | £m
£m
£m
£m
£m
| Total Opex |  | £m | 0 | 0 | 0 | 0 | 0 | 0 | 0 | 0 | 0 | 0 | 0 | 0 | 0 | 0 | 0 | 0 | 0 | 0 | 0 | 0 | 0 | 0 | 0 | 0 | 0 | 0 | 0 | 0 | 0 | 0 | 0 | 0 | 0 | 0 | 0 | 0 | 0 | 0 | 0 | 0 | 0 | 0 | 0 | 0 | 0 | 0 | 0 | 0 | 0 | 0
Pass through costs | Leakage |  | £m | -3.5077 | -3.4592 | -3.4092 | -3.3575 | -3.3042 | -3.2491 | -3.2869 | -3.3252 | -3.3642 | -3.4037 | -3.4439 | -3.4847 | -3.5261 | -3.5682 | -3.611 | -3.6545 | -3.6986 | -3.7435 | -3.7892 | -3.8356 | -3.8827 | -3.9307 | -3.9795 | -4.0291 | -4.0796 | -4.131 | -4.1833 | -4.2365 | -4.2906 | -4.3458 | -4.4019 | -4.4591 | -4.5173 | -4.5766 | -4.6371 | -4.6987 | -4.7614 | -4.8254 | -4.8906 | -4.9571 | -5.0249 | -5.094 | -5.1646 | -5.2365 | -5.31 | -5.3849 | -5.4614 | -5.5395 | -5.6193 | -5.7002
£m
| Total Pass Through Costs |  | £m | -3.5077 | -3.4592 | -3.4092 | -3.3575 | -3.3042 | -3.2491 | -3.2869 | -3.3252 | -3.3642 | -3.4037 | -3.4439 | -3.4847 | -3.5261 | -3.5682 | -3.611 | -3.6545 | -3.6986 | -3.7435 | -3.7892 | -3.8356 | -3.8827 | -3.9307 | -3.9795 | -4.0291 | -4.0796 | -4.131 | -4.1833 | -4.2365 | -4.2906 | -4.3458 | -4.4019 | -4.4591 | -4.5173 | -4.5766 | -4.6371 | -4.6987 | -4.7614 | -4.8254 | -4.8906 | -4.9571 | -5.0249 | -5.094 | -5.1646 | -5.2365 | -5.31 | -5.3849 | -5.4614 | -5.5395 | -5.6193 | -5.7002
Annual cost calculations |  |  |  | 2027 | 2028 | 2029 | 2030 | 2031 | 2032 | 2033 | 2034 | 2035 | 2036 | 2037 | 2038 | 2039 | 2040 | 2041 | 2042 | 2043 | 2044 | 2045 | 2046 | 2047 | 2048 | 2049 | 2050 | 2051 | 2052 | 2053 | 2054 | 2055 | 2056 | 2057 | 2058 | 2059 | 2060 | 2061 | 2062 | 2063 | 2064 | 2065 | 2066 | 2067 | 2068 | 2069 | 2070 | 2071 | 2072 | 2073 | 2074 | 2075 | 2076
| Capitalisation rates | (2) | % | 100% | 100% | 100% | 100% | 100% | 100% | 100% | 100% | 100% | 100% | 100% | 100% | 100% | 100% | 100% | 100% | 100% | 100% | 100% | 100% | 100% | 100% | 100% | 0% | 0% | 0% | 0% | 0% | 0% | 0% | 0% | 0% | 0% | 0% | 0% | 0% | 0% | 0% | 0% | 0% | 0% | 0% | 0% | 0% | 0% | 0% | 0% | 0% | 0% | 0%
| Capitalised investment | (3)=(1)x(2) | £m | -7.206 | -7.6493 | -8.1547 | -8.6674 | -9.1246 | 0 | 0 | 0 | 0 | 0 | 0 | 0 | 0 | 0 | 0 | 0 | 0 | 0 | 0 | 0 | 0 | 0 | 0 | 0 | 0 | 0 | 0 | 0 | 0 | 0 | 0 | 0 | 0 | 0 | 0 | 0 | 0 | 0 | 0 | 0 | 0 | 0 | 0 | 0 | 0 | 0 | 0 | 0 | 0 | 0
| Investment to be expensed | (4)=(1)-(3) | £m | 0 | 0 | 0 | 0 | 0 | 0 | 0 | 0 | 0 | 0 | 0 | 0 | 0 | 0 | 0 | 0 | 0 | 0 | 0 | 0 | 0 | 0 | 0 | 0 | 0 | 0 | 0 | 0 | 0 | 0 | 0 | 0 | 0 | 0 | 0 | 0 | 0 | 0 | 0 | 0 | 0 | 0 | 0 | 0 | 0 | 0 | 0 | 0 | 0 | 0
| 2027 Depreciation | (5)2027=(3)2027*Dep_ratet | £m |  | -0.6005 | -0.57439 | -0.54829 | -0.52218 | -0.49607 | -0.46996 | -0.44385 | -0.41774 | -0.39163 | -0.36552 | -0.33941 | -0.31331 | -0.2872 | -0.26109 | -0.23498 | -0.20887 | -0.18276 | -0.15665 | -0.13054 | -0.10444 | -0.078326 | -0.052218 | -0.026109 | 0 | 0 | 0 | 0 | 0 | 0 | 0 | 0 | 0 | 0 | 0 | 0 | 0 | 0 | 0 | 0 | 0 | 0 | 0 | 0 | 0 | 0 | 0 | 0 | 0 | 0
| 2028 Depreciation | (5)2028=(3)2028*Dep_ratet | £m |  |  | -0.66516 | -0.63492 | -0.60469 | -0.57446 | -0.54422 | -0.51399 | -0.48375 | -0.45352 | -0.42328 | -0.39305 | -0.36281 | -0.33258 | -0.30235 | -0.27211 | -0.24188 | -0.21164 | -0.18141 | -0.15117 | -0.12094 | -0.090704 | -0.060469 | -0.030235 | 0 | 0 | 0 | 0 | 0 | 0 | 0 | 0 | 0 | 0 | 0 | 0 | 0 | 0 | 0 | 0 | 0 | 0 | 0 | 0 | 0 | 0 | 0 | 0 | 0 | 0
| 2029 Depreciation | (5)2029=(3)2029*Dep_ratet | £m |  |  |  | -0.74134 | -0.70604 | -0.67073 | -0.63543 | -0.60013 | -0.56483 | -0.52953 | -0.49422 | -0.45892 | -0.42362 | -0.38832 | -0.35302 | -0.31772 | -0.28241 | -0.24711 | -0.21181 | -0.17651 | -0.14121 | -0.10591 | -0.070604 | -0.035302 | 0 | 0 | 0 | 0 | 0 | 0 | 0 | 0 | 0 | 0 | 0 | 0 | 0 | 0 | 0 | 0 | 0 | 0 | 0 | 0 | 0 | 0 | 0 | 0 | 0 | 0
| 2030 Depreciation | (5)2030=(3)2030*Dep_ratet | £m |  |  |  |  | -0.82547 | -0.7842 | -0.74292 | -0.70165 | -0.66038 | -0.6191 | -0.57783 | -0.53656 | -0.49528 | -0.45401 | -0.41273 | -0.37146 | -0.33019 | -0.28891 | -0.24764 | -0.20637 | -0.16509 | -0.12382 | -0.082547 | -0.041273 | 0 | 0 | 0 | 0 | 0 | 0 | 0 | 0 | 0 | 0 | 0 | 0 | 0 | 0 | 0 | 0 | 0 | 0 | 0 | 0 | 0 | 0 | 0 | 0 | 0 | 0
| 2031 Depreciation | (5)2031=(3)2031*Dep_ratet | £m | [5 empty] | -0.91246 | -0.86443 | -0.81641 | -0.76839 | -0.72036 | -0.67234 | -0.62431 | -0.57629 | -0.52827 | -0.48024 | -0.43222 | -0.38419 | -0.33617 | -0.28814 | -0.24012 | -0.1921 | -0.14407 | -0.096048 | -0.048024 | 0 | 0 | 0 | 0 | 0 | 0 | 0 | 0 | 0 | 0 | 0 | 0 | 0 | 0 | 0 | 0 | 0 | 0 | 0 | 0 | 0 | 0 | 0 | 0 | 0 | 0
| 2032 Depreciation | (5)2032=(3)2032*Dep_ratet | £m | [6 empty] | 0 | 0 | 0 | 0 | 0 | 0 | 0 | 0 | 0 | 0 | 0 | 0 | 0 | 0 | 0 | 0 | 0 | 0 | 0 | 0 | 0 | 0 | 0 | 0 | 0 | 0 | 0 | 0 | 0 | 0 | 0 | 0 | 0 | 0 | 0 | 0 | 0 | 0 | 0 | 0 | 0 | 0 | 0 | 0
| 2033 Depreciation | (5)2033=(3)2033*Dep_ratet | £m | [7 empty] | 0 | 0 | 0 | 0 | 0 | 0 | 0 | 0 | 0 | 0 | 0 | 0 | 0 | 0 | 0 | 0 | 0 | 0 | 0 | 0 | 0 | 0 | 0 | 0 | 0 | 0 | 0 | 0 | 0 | 0 | 0 | 0 | 0 | 0 | 0 | 0 | 0 | 0 | 0 | 0 | 0 | 0 | 0
| 2034 Depreciation | (5)2034=(3)2034*Dep_ratet | £m | [8 empty] | 0 | 0 | 0 | 0 | 0 | 0 | 0 | 0 | 0 | 0 | 0 | 0 | 0 | 0 | 0 | 0 | 0 | 0 | 0 | 0 | 0 | 0 | 0 | 0 | 0 | 0 | 0 | 0 | 0 | 0 | 0 | 0 | 0 | 0 | 0 | 0 | 0 | 0 | 0 | 0 | 0 | 0
| 2035 Depreciation | (5)2035=(3)2035*Dep_ratet | £m | [9 empty] | 0 | 0 | 0 | 0 | 0 | 0 | 0 | 0 | 0 | 0 | 0 | 0 | 0 | 0 | 0 | 0 | 0 | 0 | 0 | 0 | 0 | 0 | 0 | 0 | 0 | 0 | 0 | 0 | 0 | 0 | 0 | 0 | 0 | 0 | 0 | 0 | 0 | 0 | 0 | 0 | 0
| 2036 Depreciation | (5)2036=(3)2036*Dep_ratet | £m | [10 empty] | 0 | 0 | 0 | 0 | 0 | 0 | 0 | 0 | 0 | 0 | 0 | 0 | 0 | 0 | 0 | 0 | 0 | 0 | 0 | 0 | 0 | 0 | 0 | 0 | 0 | 0 | 0 | 0 | 0 | 0 | 0 | 0 | 0 | 0 | 0 | 0 | 0 | 0 | 0 | 0
| 2037 Depreciation | (5)2037=(3)2037*Dep_ratet | £m | [11 empty] | 0 | 0 | 0 | 0 | 0 | 0 | 0 | 0 | 0 | 0 | 0 | 0 | 0 | 0 | 0 | 0 | 0 | 0 | 0 | 0 | 0 | 0 | 0 | 0 | 0 | 0 | 0 | 0 | 0 | 0 | 0 | 0 | 0 | 0 | 0 | 0 | 0 | 0 | 0
| 2038 Depreciation | (5)2038=(3)2038*Dep_ratet | £m | [12 empty] | 0 | 0 | 0 | 0 | 0 | 0 | 0 | 0 | 0 | 0 | 0 | 0 | 0 | 0 | 0 | 0 | 0 | 0 | 0 | 0 | 0 | 0 | 0 | 0 | 0 | 0 | 0 | 0 | 0 | 0 | 0 | 0 | 0 | 0 | 0 | 0 | 0 | 0
| 2039 Depreciation | (5)2039=(3)2039*Dep_ratet | £m | [13 empty] | 0 | 0 | 0 | 0 | 0 | 0 | 0 | 0 | 0 | 0 | 0 | 0 | 0 | 0 | 0 | 0 | 0 | 0 | 0 | 0 | 0 | 0 | 0 | 0 | 0 | 0 | 0 | 0 | 0 | 0 | 0 | 0 | 0 | 0 | 0 | 0 | 0
| 2040 Depreciation | (5)2040=(3)2040*Dep_ratet | £m | [14 empty] | 0 | 0 | 0 | 0 | 0 | 0 | 0 | 0 | 0 | 0 | 0 | 0 | 0 | 0 | 0 | 0 | 0 | 0 | 0 | 0 | 0 | 0 | 0 | 0 | 0 | 0 | 0 | 0 | 0 | 0 | 0 | 0 | 0 | 0 | 0 | 0
| 2041 Depreciation | (5)2041=(3)2041*Dep_ratet | £m | [15 empty] | 0 | 0 | 0 | 0 | 0 | 0 | 0 | 0 | 0 | 0 | 0 | 0 | 0 | 0 | 0 | 0 | 0 | 0 | 0 | 0 | 0 | 0 | 0 | 0 | 0 | 0 | 0 | 0 | 0 | 0 | 0 | 0 | 0 | 0 | 0
| 2042 Depreciation | (5)2042=(3)2042*Dep_ratet | £m | [16 empty] | 0 | 0 | 0 | 0 | 0 | 0 | 0 | 0 | 0 | 0 | 0 | 0 | 0 | 0 | 0 | 0 | 0 | 0 | 0 | 0 | 0 | 0 | 0 | 0 | 0 | 0 | 0 | 0 | 0 | 0 | 0 | 0 | 0 | 0
| 2043 Depreciation | (5)2043=(3)2043*Dep_ratet | £m | [17 empty] | 0 | 0 | 0 | 0 | 0 | 0 | 0 | 0 | 0 | 0 | 0 | 0 | 0 | 0 | 0 | 0 | 0 | 0 | 0 | 0 | 0 | 0 | 0 | 0 | 0 | 0 | 0 | 0 | 0 | 0 | 0 | 0 | 0
| 2044 Depreciation | (5)2044=(3)2044*Dep_ratet | £m | [18 empty] | 0 | 0 | 0 | 0 | 0 | 0 | 0 | 0 | 0 | 0 | 0 | 0 | 0 | 0 | 0 | 0 | 0 | 0 | 0 | 0 | 0 | 0 | 0 | 0 | 0 | 0 | 0 | 0 | 0 | 0 | 0 | 0
| 2045 Depreciation | (5)2045=(3)2045*Dep_ratet | £m | [19 empty] | 0 | 0 | 0 | 0 | 0 | 0 | 0 | 0 | 0 | 0 | 0 | 0 | 0 | 0 | 0 | 0 | 0 | 0 | 0 | 0 | 0 | 0 | 0 | 0 | 0 | 0 | 0 | 0 | 0 | 0 | 0
| 2046 Depreciation | (5)2046=(3)2046*Dep_ratet | £m | [20 empty] | 0 | 0 | 0 | 0 | 0 | 0 | 0 | 0 | 0 | 0 | 0 | 0 | 0 | 0 | 0 | 0 | 0 | 0 | 0 | 0 | 0 | 0 | 0 | 0 | 0 | 0 | 0 | 0 | 0 | 0
| 2047 Depreciation | (5)2047=(3)2047*Dep_ratet | £m | 2048: 0; 2049: 0; 2050: 0; 2051: 0; 2052: 0; 2053: 0; 2054: 0; 2055: 0; 2056: 0; 2057: 0; 2058: 0; 2059: 0; 2060: 0; 2061: 0; 2062: 0; 2063: 0; 2064: 0; 2065: 0; 2066: 0; 2067: 0; 2068: 0; 2069: 0; 2070: 0; 2071: 0; 2072: 0; 2073: 0; 2074: 0; 2075: 0; 2076: 0
| 2048 Depreciation | (5)2048=(3)2048*Dep_ratet | £m | 2049: 0; 2050: 0; 2051: 0; 2052: 0; 2053: 0; 2054: 0; 2055: 0; 2056: 0; 2057: 0; 2058: 0; 2059: 0; 2060: 0; 2061: 0; 2062: 0; 2063: 0; 2064: 0; 2065: 0; 2066: 0; 2067: 0; 2068: 0; 2069: 0; 2070: 0; 2071: 0; 2072: 0; 2073: 0; 2074: 0; 2075: 0; 2076: 0
| 2049 Depreciation | (5)2049=(3)2049*Dep_ratet | £m | 2050: 0; 2051: 0; 2052: 0; 2053: 0; 2054: 0; 2055: 0; 2056: 0; 2057: 0; 2058: 0; 2059: 0; 2060: 0; 2061: 0; 2062: 0; 2063: 0; 2064: 0; 2065: 0; 2066: 0; 2067: 0; 2068: 0; 2069: 0; 2070: 0; 2071: 0; 2072: 0; 2073: 0; 2074: 0; 2075: 0; 2076: 0
| 2050 Depreciation | (5)2050=(3)2050*Dep_ratet | £m
| 2051 Depreciation | (5)2051=(3)2051*Dep_ratet | £m
| 2052 Depreciation | (5)2052=(3)2052*Dep_ratet | £m
| 2053 Depreciation | (5)2053=(3)2053*Dep_ratet | £m
| 2054 Depreciation | (5)2054=(3)2054*Dep_ratet | £m
| 2055 Depreciation | (5)2055=(3)2055*Dep_ratet | £m
| 2056 Depreciation | (5)2056=(3)2056*Dep_ratet | £m
| 2057 Depreciation | (5)2057=(3)2057*Dep_ratet | £m
| 2058 Depreciation | (5)2058=(3)2058*Dep_ratet | £m
| 2059 Depreciation | (5)2059=(3)2059*Dep_ratet | £m
| 2060 Depreciation | (5)2060=(3)2060*Dep_ratet | £m
| 2061 Depreciation | (5)2061=(3)2061*Dep_ratet | £m
| 2062 Depreciation | (5)2062=(3)2062*Dep_ratet | £m
| 2063 Depreciation | (5)2063=(3)2063*Dep_ratet | £m
| 2064 Depreciation | (5)2064=(3)2064*Dep_ratet | £m
| 2065 Depreciation | (5)2065=(3)2065*Dep_ratet | £m
| 2066 Depreciation | (5)2066=(3)2066*Dep_ratet | £m
| 2067 Depreciation | (5)2067=(3)2067*Dep_ratet | £m
| 2068 Depreciation | (5)2068=(3)2068*Dep_ratet | £m
| 2069 Depreciation | (5)2069=(3)2069*Dep_ratet | £m
| 2070 Depreciation | (5)2070=(3)2070*Dep_ratet | £m
| Depreciation | (5)=∑(5)t | £m | 0 | -0.6005 | -1.2396 | -1.9245 | -2.6584 | -3.4379 | -3.257 | -3.076 | -2.8951 | -2.7141 | -2.5332 | -2.3523 | -2.1713 | -1.9904 | -1.8094 | -1.6285 | -1.4475 | -1.2666 | -1.0857 | -0.90471 | -0.72377 | -0.54283 | -0.36189 | -0.18094 | 0 | 0 | 0 | 0 | 0 | 0 | 0 | 0 | 0 | 0 | 0 | 0 | 0 | 0 | 0 | 0 | 0 | 0 | 0 | 0 | 0 | 0 | 0 | 0 | 0 | 0
| Opening RAV balance | (6op)t=(6cl)t-1 | £m | 0 | -7.206 | -14.2549 | -21.17 | -27.9129 | -34.3791 | -30.9412 | -27.6842 | -24.6082 | -21.7131 | -18.999 | -16.4658 | -14.1135 | -11.9422 | -9.9518 | -8.1424 | -6.5139 | -5.0664 | -3.7998 | -2.7141 | -1.8094 | -1.0857 | -0.54283 | -0.18094 | 1.8041e-15 | 1.8041e-15 | 1.8041e-15 | 1.8041e-15 | 1.8041e-15 | 1.8041e-15 | 1.8041e-15 | 1.8041e-15 | 1.8041e-15 | 1.8041e-15 | 1.8041e-15 | 1.8041e-15 | 1.8041e-15 | 1.8041e-15 | 1.8041e-15 | 1.8041e-15 | 1.8041e-15 | 1.8041e-15 | 1.8041e-15 | 1.8041e-15 | 1.8041e-15 | 1.8041e-15 | 1.8041e-15 | 1.8041e-15 | 1.8041e-15 | 1.8041e-15
| Discounted RAV balance | (6D)=(6cl)*(1/1+WACC)) | £m | -6.9342 | -13.7171 | -20.3715 | -26.86 | -33.0823 | -29.7741 | -26.6399 | -23.68 | -20.8941 | -18.2823 | -15.8447 | -13.5812 | -11.4917 | -9.5765 | -7.8353 | -6.2682 | -4.8753 | -3.6565 | -2.6118 | -1.7412 | -1.0447 | -0.52235 | -0.17412 | 1.7361e-15 | 1.7361e-15 | 1.7361e-15 | 1.7361e-15 | 1.7361e-15 | 1.7361e-15 | 1.7361e-15 | 1.7361e-15 | 1.7361e-15 | 1.7361e-15 | 1.7361e-15 | 1.7361e-15 | 1.7361e-15 | 1.7361e-15 | 1.7361e-15 | 1.7361e-15 | 1.7361e-15 | 1.7361e-15 | 1.7361e-15 | 1.7361e-15 | 1.7361e-15 | 1.7361e-15 | 1.7361e-15 | 1.7361e-15 | 1.7361e-15 | 1.7361e-15 | 1.7361e-15
| Closing RAV balance | (6cl)=(3)-(5)+(6op) | £m | -7.206 | -14.2549 | -21.17 | -27.9129 | -34.3791 | -30.9412 | -27.6842 | -24.6082 | -21.7131 | -18.999 | -16.4658 | -14.1135 | -11.9422 | -9.9518 | -8.1424 | -6.5139 | -5.0664 | -3.7998 | -2.7141 | -1.8094 | -1.0857 | -0.54283 | -0.18094 | 1.8041e-15 | 1.8041e-15 | 1.8041e-15 | 1.8041e-15 | 1.8041e-15 | 1.8041e-15 | 1.8041e-15 | 1.8041e-15 | 1.8041e-15 | 1.8041e-15 | 1.8041e-15 | 1.8041e-15 | 1.8041e-15 | 1.8041e-15 | 1.8041e-15 | 1.8041e-15 | 1.8041e-15 | 1.8041e-15 | 1.8041e-15 | 1.8041e-15 | 1.8041e-15 | 1.8041e-15 | 1.8041e-15 | 1.8041e-15 | 1.8041e-15 | 1.8041e-15 | 1.8041e-15
| Cost of Capital | (6)=avg[(6D),(6op)]xWACC | £m | -0.13591 | -0.41009 | -0.67868 | -0.94139 | -1.1955 | -1.2574 | -1.1286 | -1.0067 | -0.89184 | -0.78391 | -0.68294 | -0.58892 | -0.50186 | -0.42177 | -0.34863 | -0.28245 | -0.22323 | -0.17097 | -0.12567 | -0.087324 | -0.055941 | -0.031517 | -0.014052 | -0.0035465 | 6.9387e-17 | 6.9387e-17 | 6.9387e-17 | 6.9387e-17 | 6.9387e-17 | 6.9387e-17 | 6.9387e-17 | 6.9387e-17 | 6.9387e-17 | 6.9387e-17 | 6.9387e-17 | 6.9387e-17 | 6.9387e-17 | 6.9387e-17 | 6.9387e-17 | 6.9387e-17 | 6.9387e-17 | 6.9387e-17 | 6.9387e-17 | 6.9387e-17 | 6.9387e-17 | 6.9387e-17 | 6.9387e-17 | 6.9387e-17 | 6.9387e-17 | 6.9387e-17
| Total Capitalised Costs | (7)=(5)+(6) | £m | -0.13591 | -1.0106 | -1.9182 | -2.8659 | -3.8539 | -4.6953 | -4.3856 | -4.0828 | -3.7869 | -3.4981 | -3.2161 | -2.9412 | -2.6732 | -2.4121 | -2.1581 | -1.9109 | -1.6708 | -1.4376 | -1.2113 | -0.99204 | -0.77971 | -0.57435 | -0.37594 | -0.18449 | 6.9387e-17 | 6.9387e-17 | 6.9387e-17 | 6.9387e-17 | 6.9387e-17 | 6.9387e-17 | 6.9387e-17 | 6.9387e-17 | 6.9387e-17 | 6.9387e-17 | 6.9387e-17 | 6.9387e-17 | 6.9387e-17 | 6.9387e-17 | 6.9387e-17 | 6.9387e-17 | 6.9387e-17 | 6.9387e-17 | 6.9387e-17 | 6.9387e-17 | 6.9387e-17 | 6.9387e-17 | 6.9387e-17 | 6.9387e-17 | 6.9387e-17 | 6.9387e-17
| Total Non-Capitalised Costs |  |  | -3.5077 | -3.4592 | -3.4092 | -3.3575 | -3.3042 | -3.2491 | -3.2869 | -3.3252 | -3.3642 | -3.4037 | -3.4439 | -3.4847 | -3.5261 | -3.5682 | -3.611 | -3.6545 | -3.6986 | -3.7435 | -3.7892 | -3.8356 | -3.8827 | -3.9307 | -3.9795 | -4.0291 | -4.0796 | -4.131 | -4.1833 | -4.2365 | -4.2906 | -4.3458 | -4.4019 | -4.4591 | -4.5173 | -4.5766 | -4.6371 | -4.6987 | -4.7614 | -4.8254 | -4.8906 | -4.9571 | -5.0249 | -5.094 | -5.1646 | -5.2365 | -5.31 | -5.3849 | -5.4614 | -5.5395 | -5.6193 | -5.7002
| Total Direct Costs |  |  | -3.6436 | -4.4698 | -5.3274 | -6.2235 | -7.158 | -7.9444 | -7.6724 | -7.408 | -7.1511 | -6.9018 | -6.66 | -6.4259 | -6.1993 | -5.9804 | -5.7691 | -5.5654 | -5.3694 | -5.1811 | -5.0005 | -4.8276 | -4.6624 | -4.5051 | -4.3554 | -4.2136 | -4.0796 | -4.131 | -4.1833 | -4.2365 | -4.2906 | -4.3458 | -4.4019 | -4.4591 | -4.5173 | -4.5766 | -4.6371 | -4.6987 | -4.7614 | -4.8254 | -4.8906 | -4.9571 | -5.0249 | -5.094 | -5.1646 | -5.2365 | -5.31 | -5.3849 | -5.4614 | -5.5395 | -5.6193 | -5.7002
Non-Financial Costs/Benefits
Calculated values
| Category | Description |  | 2027 | 2028 | 2029 | 2030 | 2031 | 2032 | 2033 | 2034 | 2035 | 2036 | 2037 | 2038 | 2039 | 2040 | 2041 | 2042 | 2043 | 2044 | 2045 | 2046 | 2047 | 2048 | 2049 | 2050 | 2051 | 2052 | 2053 | 2054 | 2055 | 2056 | 2057 | 2058 | 2059 | 2060 | 2061 | 2062 | 2063 | 2064 | 2065 | 2066 | 2067 | 2068 | 2069 | 2070 | 2071 | 2072 | 2073 | 2074 | 2075 | 2076
Non-financial benefits/costs - values | Environmental | Leakage | £m | -20.9147 | -20.9929 | -20.9787 | -20.9457 | -20.9635 | -20.9588 | -21.4815 | -22.085 | -22.7006 | -23.2563 | -23.8961 | -24.5489 | -25.2149 | -25.9702 | -26.6646 | -27.3733 | -28.0966 | -28.9142 | -29.6687 | -30.5203 | -31.3076 | -32.1949 | -33.1012 | -34.027 | -34.953 | -35.9038 | -36.8839 | -37.8825 | -38.9012 | -39.9418 | -41.007 | -42.0961 | -43.2089 | -44.3468 | -45.5105 | -46.7008 | -47.9183 | -49.1636 | -50.4378 | -51.7416 | -53.0759 | -54.4414 | -55.8393 | -57.2703 | -58.7356 | -60.2361 | -61.7729 | -63.3471 | -64.9598 | -66.6058
| Environmental |  | £m
| Environmental |  | £m
| Safety | Fatality risk | £m | -0.78485 | -0.8065 | -0.82715 | -0.84576 | -0.86118 | -0.8721 | -0.89785 | -0.92448 | -0.95203 | -0.98053 | -1.01 | -1.0405 | -1.0721 | -1.1048 | -1.1386 | -1.1736 | -1.2099 | -1.2474 | -1.2862 | -1.3263 | -1.3679 | -1.411 | -1.4556 | -1.5017 | -1.5495 | -1.5989 | -1.6501 | -1.7032 | -1.7581 | -1.8149 | -1.8738 | -1.9348 | -1.9979 | -2.0633 | -2.1311 | -2.2012 | -2.2739 | -2.3491 | -2.4271 | -2.5078 | -2.5914 | -2.6781 | -2.7678 | -2.8608 | -2.9571 | -3.0569 | -3.1603 | -3.2674 | -3.3783 | -3.493
| Safety | Non-Fatality risk | £m | -0.011731 | -0.012054 | -0.012363 | -0.012641 | -0.012872 | -0.013035 | -0.01342 | -0.013818 | -0.01423 | -0.014656 | -0.015097 | -0.015553 | -0.016025 | -0.016513 | -0.017019 | -0.017542 | -0.018083 | -0.018644 | -0.019224 | -0.019824 | -0.020446 | -0.02109 | -0.021756 | -0.022445 | -0.023159 | -0.023899 | -0.024664 | -0.025457 | -0.026277 | -0.027127 | -0.028007 | -0.028919 | -0.029863 | -0.03084 | -0.031852 | -0.032901 | -0.033987 | -0.035111 | -0.036277 | -0.037483 | -0.038733 | -0.040028 | -0.04137 | -0.042759 | -0.044199 | -0.04569 | -0.047235 | -0.048836 | -0.050495 | -0.052209
| Safety |  | £m
| Safety |  | £m
| Financial | NGN VF Financial Risk | £m | -10.7269 | -10.7204 | -10.7083 | -10.6901 | -10.6654 | -10.6338 | -10.8259 | -11.0244 | -11.2294 | -11.4413 | -11.6601 | -11.8863 | -12.1201 | -12.3616 | -12.6113 | -12.8694 | -13.1362 | -13.412 | -13.6972 | -13.9921 | -14.297 | -14.6123 | -14.9383 | -15.2755 | -15.6243 | -15.9851 | -16.3583 | -16.7444 | -17.1438 | -17.5571 | -17.9846 | -18.427 | -18.8848 | -19.3586 | -19.8488 | -20.3562 | -20.8814 | -21.4249 | -21.9875 | -22.5699 | -23.1728 | -23.7968 | -24.4429 | -25.1118 | -25.8044 | -26.5214 | -27.2639 | -28.0327 | -28.8288 | -29.6475
| Financial | NGN VF Customer Risk | £m | -0.55719 | -0.56049 | -0.56241 | -0.56282 | -0.5616 | -0.55859 | -0.5639 | -0.56936 | -0.57497 | -0.58074 | -0.58669 | -0.5928 | -0.5991 | -0.60558 | -0.61225 | -0.61912 | -0.6262 | -0.63349 | -0.64101 | -0.64875 | -0.65673 | -0.66495 | -0.67343 | -0.68217 | -0.69118 | -0.70048 | -0.71006 | -0.71995 | -0.73016 | -0.74069 | -0.75155 | -0.76276 | -0.77434 | -0.78628 | -0.79862 | -0.81135 | -0.8245 | -0.83808 | -0.85211 | -0.8666 | -0.88157 | -0.89703 | -0.91301 | -0.92952 | -0.94659 | -0.96422 | -0.98245 | -1.0013 | -1.0208 | -1.0406
| Financial | NGN VF Compliance Risk | £m | -0.12727 | -0.13078 | -0.13413 | -0.13715 | -0.13965 | -0.14142 | -0.14559 | -0.14991 | -0.15438 | -0.159 | -0.16378 | -0.16873 | -0.17385 | -0.17915 | -0.18463 | -0.19031 | -0.19618 | -0.20226 | -0.20855 | -0.21507 | -0.22181 | -0.22879 | -0.23602 | -0.2435 | -0.25125 | -0.25927 | -0.26757 | -0.27617 | -0.28507 | -0.29429 | -0.30384 | -0.31372 | -0.32396 | -0.33457 | -0.34555 | -0.35692 | -0.3687 | -0.3809 | -0.39354 | -0.40663 | -0.42019 | -0.43424 | -0.44879 | -0.46387 | -0.47948 | -0.49566 | -0.51242 | -0.52979 | -0.54778 | -0.56638
| Other |  | £m
| Other |  | £m
Inputs
| Category | Description |  | 2027 | 2028 | 2029 | 2030 | 2031 | 2032 | 2033 | 2034 | 2035 | 2036 | 2037 | 2038 | 2039 | 2040 | 2041 | 2042 | 2043 | 2044 | 2045 | 2046 | 2047 | 2048 | 2049 | 2050 | 2051 | 2052 | 2053 | 2054 | 2055 | 2056 | 2057 | 2058 | 2059 | 2060 | 2061 | 2062 | 2063 | 2064 | 2065 | 2066 | 2067 | 2068 | 2069 | 2070 | 2071 | 2072 | 2073 | 2074 | 2075 | 2076
Non-financial benefits/costs - inputs | Environmental | Leakage | GWh | 51.358 | 50.6488 | 49.9162 | 49.1597 | 48.3786 | 47.5723 | 48.1255 | 48.6872 | 49.2574 | 49.8364 | 50.4245 | 51.0218 | 51.6285 | 52.2448 | 52.8711 | 53.5075 | 54.1542 | 54.8115 | 55.4797 | 56.159 | 56.8497 | 57.5522 | 58.2666 | 58.9933 | 59.7326 | 60.4848 | 61.2502 | 62.0293 | 62.8223 | 63.6296 | 64.4517 | 65.2888 | 66.1413 | 67.0098 | 67.8946 | 68.7963 | 69.7151 | 70.6516 | 71.6064 | 72.5799 | 73.5726 | 74.5851 | 75.6179 | 76.6717 | 77.7469 | 78.8443 | 79.9645 | 81.1082 | 82.2759 | 83.4605
Environmental
Environmental
| Safety | Fatality risk |  | 0.035035 | 0.036002 | 0.036924 | 0.037755 | 0.038443 | 0.038931 | 0.04008 | 0.041268 | 0.042498 | 0.043771 | 0.045088 | 0.04645 | 0.04786 | 0.049319 | 0.050828 | 0.052391 | 0.054008 | 0.055682 | 0.057415 | 0.059208 | 0.061065 | 0.062986 | 0.064976 | 0.067036 | 0.069168 | 0.071376 | 0.073662 | 0.076029 | 0.078481 | 0.081019 | 0.083647 | 0.086369 | 0.089188 | 0.092107 | 0.09513 | 0.098262 | 0.10151 | 0.10486 | 0.10834 | 0.11195 | 0.11568 | 0.11955 | 0.12356 | 0.12771 | 0.132 | 0.13646 | 0.14107 | 0.14585 | 0.15081 | 0.15593
| Safety | Non-Fatality risk |  | 0.077857 | 0.080005 | 0.082053 | 0.083899 | 0.085428 | 0.086512 | 0.089066 | 0.091708 | 0.094441 | 0.097269 | 0.10019 | 0.10322 | 0.10635 | 0.1096 | 0.11295 | 0.11642 | 0.12002 | 0.12374 | 0.12759 | 0.13157 | 0.1357 | 0.13997 | 0.14439 | 0.14897 | 0.15371 | 0.15861 | 0.16369 | 0.16895 | 0.1744 | 0.18004 | 0.18588 | 0.19193 | 0.19819 | 0.20468 | 0.2114 | 0.21836 | 0.22557 | 0.23303 | 0.24076 | 0.24877 | 0.25707 | 0.26566 | 0.27457 | 0.28379 | 0.29334 | 0.30324 | 0.3135 | 0.32412 | 0.33513 | 0.34651
Safety
Safety
Other
Other
Other
Other
Other
Alternative carbon calculations |  |  |  | 2027 | 2028 | 2029 | 2030 | 2031 | 2032 | 2033 | 2034 | 2035 | 2036 | 2037 | 2038 | 2039 | 2040 | 2041 | 2042 | 2043 | 2044 | 2045 | 2046 | 2047 | 2048 | 2049 | 2050 | 2051 | 2052 | 2053 | 2054 | 2055 | 2056 | 2057 | 2058 | 2059 | 2060 | 2061 | 2062 | 2063 | 2064 | 2065 | 2066 | 2067 | 2068 | 2069 | 2070 | 2071 | 2072 | 2073 | 2074 | 2075 | 2076
Environmental costs - low CO2 cost | Environmental | Leakage | £m | -10.4739 | -10.4866 | -10.4923 | -10.4906 | -10.4812 | -10.4634 | -10.7463 | -11.0373 | -11.3366 | -11.6445 | -11.9614 | -12.2874 | -12.6228 | -12.968 | -13.3203 | -13.6829 | -14.056 | -14.44 | -14.8352 | -15.2421 | -15.6611 | -16.0924 | -16.5365 | -16.9939 | -17.4537 | -17.9256 | -18.4088 | -18.9025 | -19.4067 | -19.9216 | -20.4483 | -20.9868 | -21.5372 | -22.1 | -22.6754 | -23.264 | -23.866 | -24.4818 | -25.1119 | -25.7565 | -26.4162 | -27.0914 | -27.7825 | -28.49 | -29.2144 | -29.9562 | -30.7159 | -31.4941 | -32.2913 | -33.1049
| Environmental |  | £m
| Environmental |  | £m
Environmental costs - high CO2 cost | Environmental | Leakage | £m | -31.4218 | -31.4598 | -31.4769 | -31.4719 | -31.4435 | -31.3903 | -32.2389 | -33.1118 | -34.0098 | -34.9336 | -35.8841 | -36.8621 | -37.8684 | -38.9041 | -39.961 | -41.0486 | -42.1679 | -43.3199 | -44.5057 | -45.7264 | -46.9832 | -48.2772 | -49.6096 | -50.9817 | -52.3612 | -53.7769 | -55.2263 | -56.7076 | -58.2201 | -59.7648 | -61.345 | -62.9604 | -64.6116 | -66.2999 | -68.0263 | -69.7921 | -71.5981 | -73.4455 | -75.3356 | -77.2695 | -79.2486 | -81.2741 | -83.3474 | -85.4699 | -87.6431 | -89.8685 | -92.1476 | -94.4822 | -96.8738 | -99.3147
| Environmental |  | £m
| Environmental |  | £m
Net Present Values
Discount factors and summary
|  |  |  | 2027 | 2028 | 2029 | 2030 | 2031 | 2032 | 2033 | 2034 | 2035 | 2036 | 2037 | 2038 | 2039 | 2040 | 2041 | 2042 | 2043 | 2044 | 2045 | 2046 | 2047 | 2048 | 2049 | 2050 | 2051 | 2052 | 2053 | 2054 | 2055 | 2056 | 2057 | 2058 | 2059 | 2060 | 2061 | 2062 | 2063 | 2064 | 2065 | 2066 | 2067 | 2068 | 2069 | 2070 | 2071 | 2072 | 2073 | 2074 | 2075 | 2076
Discount factors | Discount factor (Non-Safety) | =1/[(1+SRTP)^n] | % | 100% | 96.62% | 93.35% | 90.19% | 87.14% | 84.2% | 81.35% | 78.6% | 75.94% | 73.37% | 70.89% | 68.49% | 66.18% | 63.94% | 61.78% | 59.69% | 57.67% | 55.72% | 53.84% | 52.02% | 50.26% | 48.56% | 46.92% | 45.33% | 43.8% | 42.31% | 40.88% | 39.5% | 38.17% | 36.87% | 35.63% | 34.59% | 33.58% | 32.6% | 31.65% | 30.73% | 29.84% | 28.97% | 28.12% | 27.31% | 26.51% | 25.74% | 24.99% | 24.26% | 23.55% | 22.87% | 22.2% | 21.56% | 20.93% | 20.32%
| Discount factor (Safety) | =1/[(1+HDR)^n] | % | 100% | 98.52% | 97.07% | 95.63% | 94.22% | 92.83% | 91.45% | 90.1% | 88.77% | 87.46% | 86.17% | 84.89% | 83.64% | 82.4% | 81.18% | 79.99% | 78.8% | 77.64% | 76.49% | 75.36% | 74.25% | 73.15% | 72.07% | 71% | 69.95% | 68.92% | 67.9% | 66.9% | 65.91% | 64.94% | 63.98% | 63.16% | 62.36% | 61.57% | 60.79% | 60.02% | 59.25% | 58.5% | 57.76% | 57.03% | 56.3% | 55.59% | 54.88% | 54.18% | 53.5% | 52.82% | 52.15% | 51.48% | 50.83% | 50.19%
Summary of discounted costs/benefits | Capex |  | £m | -0.13591 | -0.97642 | -1.7907 | -2.5849 | -3.3584 | -3.9533 | -3.5677 | -3.209 | -2.8758 | -2.5666 | -2.28 | -2.0145 | -1.7691 | -1.5423 | -1.3332 | -1.1406 | -0.96354 | -0.80102 | -0.65213 | -0.51601 | -0.39186 | -0.27889 | -0.17637 | -0.083626 | 3.0389e-17 | 2.9361e-17 | 2.8368e-17 | 2.7409e-17 | 2.6482e-17 | 2.5586e-17 | 2.4721e-17 | 2.4001e-17 | 2.3302e-17 | 2.2623e-17 | 2.1964e-17 | 2.1325e-17 | 2.0704e-17 | 2.0101e-17 | 1.9515e-17 | 1.8947e-17 | 1.8395e-17 | 1.7859e-17 | 1.7339e-17 | 1.6834e-17 | 1.6344e-17 | 1.5868e-17 | 1.5405e-17 | 1.4957e-17 | 1.4521e-17 | 1.4098e-17
| Opex |  | £m | 0 | 0 | 0 | 0 | 0 | 0 | 0 | 0 | 0 | 0 | 0 | 0 | 0 | 0 | 0 | 0 | 0 | 0 | 0 | 0 | 0 | 0 | 0 | 0 | 0 | 0 | 0 | 0 | 0 | 0 | 0 | 0 | 0 | 0 | 0 | 0 | 0 | 0 | 0 | 0 | 0 | 0 | 0 | 0 | 0 | 0 | 0 | 0 | 0 | 0
| Pass Through Costs |  | £m | -3.5077 | -3.3422 | -3.1825 | -3.0283 | -2.8794 | -2.7357 | -2.6739 | -2.6136 | -2.5548 | -2.4974 | -2.4414 | -2.3868 | -2.3335 | -2.2815 | -2.2308 | -2.1813 | -2.133 | -2.0859 | -2.0399 | -1.9951 | -1.9513 | -1.9086 | -1.867 | -1.8263 | -1.7867 | -1.748 | -1.7103 | -1.6735 | -1.6375 | -1.6025 | -1.5683 | -1.5424 | -1.517 | -1.4922 | -1.4679 | -1.444 | -1.4207 | -1.3978 | -1.3755 | -1.3536 | -1.3321 | -1.3111 | -1.2906 | -1.2704 | -1.2507 | -1.2314 | -1.2126 | -1.1941 | -1.176 | -1.1582
| Environmental - central CO2 cost |  | £m | -20.9147 | -20.283 | -19.5838 | -18.8918 | -18.2684 | -17.6467 | -17.4752 | -17.3586 | -17.2391 | -17.0639 | -16.9404 | -16.8147 | -16.6868 | -16.6055 | -16.4729 | -16.3389 | -16.2035 | -16.1111 | -15.9725 | -15.8753 | -15.7342 | -15.6329 | -15.5295 | -15.424 | -15.3079 | -15.1926 | -15.0795 | -14.964 | -14.8468 | -14.7285 | -14.6099 | -14.5611 | -14.5107 | -14.4591 | -14.4063 | -14.3525 | -14.2977 | -14.2421 | -14.1856 | -14.1284 | -14.0707 | -14.0123 | -13.9535 | -13.8943 | -13.8347 | -13.7749 | -13.7149 | -13.6547 | -13.5945 | -13.533
| Environmental - low CO2 cost |  | £m | -10.4739 | -10.132 | -9.7947 | -9.462 | -9.1337 | -8.8099 | -8.7421 | -8.6752 | -8.6091 | -8.544 | -8.4796 | -8.4162 | -8.3536 | -8.2918 | -8.2291 | -8.1672 | -8.1062 | -8.046 | -7.9867 | -7.9283 | -7.8707 | -7.814 | -7.7581 | -7.7031 | -7.644 | -7.5852 | -7.5262 | -7.4667 | -7.4067 | -7.3461 | -7.2853 | -7.2594 | -7.2328 | -7.2056 | -7.1779 | -7.1497 | -7.1211 | -7.0921 | -7.0627 | -7.033 | -7.0031 | -6.9729 | -6.9425 | -6.9119 | -6.8812 | -6.8504 | -6.8196 | -6.7887 | -6.7578 | -6.7263
| Environmental - high CO2 cost |  | £m | -31.4218 | -30.3959 | -29.384 | -28.3859 | -27.4012 | -26.4298 | -26.2264 | -26.0256 | -25.8274 | -25.6319 | -25.4389 | -25.2485 | -25.0607 | -24.8754 | -24.6872 | -24.5015 | -24.3185 | -24.138 | -23.9601 | -23.7849 | -23.6121 | -23.442 | -23.2744 | -23.1093 | -22.932 | -22.7555 | -22.5786 | -22.4002 | -22.22 | -22.0382 | -21.8559 | -21.7781 | -21.6983 | -21.6168 | -21.5336 | -21.4491 | -21.3633 | -21.2762 | -21.1881 | -21.099 | -21.0092 | -20.9186 | -20.8274 | -20.7357 | -20.6436 | -20.5513 | -20.4587 | -20.366 | -20.2734 | -20.1788
| Safety |  | £m | -0.79658 | -0.80646 | -0.81489 | -0.82091 | -0.82352 | -0.82164 | -0.83339 | -0.84543 | -0.85776 | -0.87039 | -0.88332 | -0.89656 | -0.91012 | -0.924 | -0.93821 | -0.95277 | -0.96766 | -0.98291 | -0.99851 | -1.0145 | -1.0308 | -1.0476 | -1.0647 | -1.0822 | -1.1001 | -1.1185 | -1.1372 | -1.1564 | -1.1761 | -1.1962 | -1.2167 | -1.2404 | -1.2646 | -1.2894 | -1.3148 | -1.3408 | -1.3675 | -1.3948 | -1.4228 | -1.4515 | -1.4808 | -1.5109 | -1.5417 | -1.5733 | -1.6056 | -1.6387 | -1.6726 | -1.7073 | -1.7429 | -1.7792
| Financial |  | £m | -11.4114 | -11.0258 | -10.6465 | -10.2732 | -9.9053 | -9.5428 | -9.3841 | -9.2304 | -9.0816 | -8.9376 | -8.7981 | -8.6631 | -8.5324 | -8.4058 | -8.2833 | -8.1648 | -8.05 | -7.9389 | -7.8314 | -7.7274 | -7.6267 | -7.5293 | -7.435 | -7.3438 | -7.2555 | -7.1702 | -7.0876 | -7.0077 | -6.9305 | -6.8558 | -6.7835 | -6.7463 | -6.7109 | -6.6772 | -6.6453 | -6.6151 | -6.5866 | -6.5596 | -6.5343 | -6.5106 | -6.4883 | -6.4676 | -6.4483 | -6.4304 | -6.4139 | -6.3988 | -6.385 | -6.3726 | -6.3614 | -6.3503
| Other |  | £m | 0 | 0 | 0 | 0 | 0 | 0 | 0 | 0 | 0 | 0 | 0 | 0 | 0 | 0 | 0 | 0 | 0 | 0 | 0 | 0 | 0 | 0 | 0 | 0 | 0 | 0 | 0 | 0 | 0 | 0 | 0 | 0 | 0 | 0 | 0 | 0 | 0 | 0 | 0 | 0 | 0 | 0 | 0 | 0 | 0 | 0 | 0 | 0 | 0 | 0
Annual Total | Total - central carbon cost |  | £m | -36.7663 | -36.434 | -36.0184 | -35.5991 | -35.2351 | -34.7001 | -33.9342 | -33.2571 | -32.6091 | -31.9359 | -31.3433 | -30.7757 | -30.2319 | -29.7592 | -29.2585 | -28.7783 | -28.3177 | -27.9199 | -27.4945 | -27.1283 | -26.7349 | -26.3973 | -26.0725 | -25.7599 | -25.4503 | -25.2292 | -25.0146 | -24.8017 | -24.5909 | -24.3829 | -24.1785 | -24.0902 | -24.0032 | -23.9179 | -23.8343 | -23.7525 | -23.6725 | -23.5944 | -23.5182 | -23.444 | -23.3719 | -23.3019 | -23.234 | -23.1684 | -23.1049 | -23.0438 | -22.9851 | -22.9287 | -22.8748 | -22.8207
| Total - low carbon cost |  | £m | -26.3254 | -26.2829 | -26.2293 | -26.1692 | -26.1004 | -25.8633 | -25.2011 | -24.5737 | -23.9792 | -23.416 | -22.8825 | -22.3772 | -21.8987 | -21.4455 | -21.0146 | -20.6066 | -20.2204 | -19.8548 | -19.5087 | -19.1813 | -18.8714 | -18.5783 | -18.3011 | -18.039 | -17.7864 | -17.6218 | -17.4613 | -17.3043 | -17.1508 | -17.0005 | -16.8539 | -16.7884 | -16.7253 | -16.6644 | -16.6059 | -16.5497 | -16.4959 | -16.4444 | -16.3953 | -16.3486 | -16.3043 | -16.2624 | -16.223 | -16.186 | -16.1514 | -16.1194 | -16.0898 | -16.0627 | -16.0381 | -16.014
| Total - high carbon cost |  | £m | -47.2733 | -46.5468 | -45.8186 | -45.0931 | -44.3679 | -43.4832 | -42.6854 | -41.9241 | -41.1975 | -40.5039 | -39.8418 | -39.2095 | -38.6058 | -38.0291 | -37.4727 | -36.941 | -36.4327 | -35.9468 | -35.4821 | -35.0378 | -34.6129 | -34.2063 | -33.8174 | -33.4452 | -33.0743 | -32.7922 | -32.5137 | -32.2378 | -31.9641 | -31.6926 | -31.4245 | -31.3071 | -31.1908 | -31.0756 | -30.9616 | -30.8491 | -30.738 | -30.6285 | -30.5207 | -30.4146 | -30.3104 | -30.2082 | -30.1079 | -30.0098 | -29.9139 | -29.8202 | -29.7289 | -29.64 | -29.5537 | -29.4665
Net Present Value | NPV - central carbon cost |  | £m | -36.7663 | -73.2002 | -109.2186 | -144.8177 | -180.0529 | -214.753 | -248.6872 | -281.9442 | -314.5533 | -346.4892 | -377.8325 | -408.6082 | -438.8401 | -468.5993 | -497.8578 | -526.6361 | -554.9538 | -582.8737 | -610.3682 | -637.4964 | -664.2313 | -690.6286 | -716.701 | -742.461 | -767.9113 | -793.1405 | -818.1551 | -842.9568 | -867.5477 | -891.9306 | -916.109 | -940.1992 | -964.2024 | -988.1203 | -1011.9545 | -1035.707 | -1059.3795 | -1082.9739 | -1106.4922 | -1129.9362 | -1153.3081 | -1176.61 | -1199.844 | -1223.0124 | -1246.1173 | -1269.1612 | -1292.1462 | -1315.075 | -1337.9498 | -1360.7705
| NPV - low carbon cost |  | £m | -26.3254 | -52.6083 | -78.8376 | -105.0068 | -131.1073 | -156.9706 | -182.1717 | -206.7454 | -230.7245 | -254.1405 | -277.023 | -299.4002 | -321.2989 | -342.7444 | -363.759 | -384.3657 | -404.5861 | -424.4408 | -443.9495 | -463.1308 | -482.0022 | -500.5805 | -518.8817 | -536.9207 | -554.7071 | -572.3289 | -589.7902 | -607.0946 | -624.2453 | -641.2458 | -658.0997 | -674.8881 | -691.6134 | -708.2778 | -724.8836 | -741.4333 | -757.9292 | -774.3736 | -790.7689 | -807.1175 | -823.4218 | -839.6843 | -855.9073 | -872.0932 | -888.2447 | -904.3641 | -920.4538 | -936.5165 | -952.5546 | -968.5686
| NPV - high carbon cost |  | £m | -47.2733 | -93.8201 | -139.6387 | -184.7319 | -229.0998 | -272.583 | -315.2683 | -357.1924 | -398.3899 | -438.8938 | -478.7355 | -517.9451 | -556.5509 | -594.58 | -632.0527 | -668.9937 | -705.4264 | -741.3732 | -776.8553 | -811.8931 | -846.506 | -880.7123 | -914.5297 | -947.975 | -981.0493 | -1013.8415 | -1046.3552 | -1078.593 | -1110.5571 | -1142.2497 | -1173.6741 | -1204.9813 | -1236.1721 | -1267.2476 | -1298.2092 | -1329.0583 | -1359.7964 | -1390.4249 | -1420.9456 | -1451.3602 | -1481.6707 | -1511.8788 | -1541.9867 | -1571.9965 | -1601.9104 | -1631.7306 | -1661.4595 | -1691.0996 | -1720.6533 | -1750.1198
Comparison to baseline
|  |  |  | 2027 | 2028 | 2029 | 2030 | 2031 | 2032 | 2033 | 2034 | 2035 | 2036 | 2037 | 2038 | 2039 | 2040 | 2041 | 2042 | 2043 | 2044 | 2045 | 2046 | 2047 | 2048 | 2049 | 2050 | 2051 | 2052 | 2053 | 2054 | 2055 | 2056 | 2057 | 2058 | 2059 | 2060 | 2061 | 2062 | 2063 | 2064 | 2065 | 2066 | 2067 | 2068 | 2069 | 2070 | 2071 | 2072 | 2073 | 2074 | 2075 | 2076
Summary of discounted costs/benefits | Capex |  | £m | -0.13591 | -0.97642 | -1.7907 | -2.5849 | -3.3584 | -3.9533 | -3.5677 | -3.209 | -2.8758 | -2.5666 | -2.28 | -2.0145 | -1.7691 | -1.5423 | -1.3332 | -1.1406 | -0.96354 | -0.80102 | -0.65213 | -0.51601 | -0.39186 | -0.27889 | -0.17637 | -0.083626 | 3.0389e-17 | 2.9361e-17 | 2.8368e-17 | 2.7409e-17 | 2.6482e-17 | 2.5586e-17 | 2.4721e-17 | 2.4001e-17 | 2.3302e-17 | 2.2623e-17 | 2.1964e-17 | 2.1325e-17 | 2.0704e-17 | 2.0101e-17 | 1.9515e-17 | 1.8947e-17 | 1.8395e-17 | 1.7859e-17 | 1.7339e-17 | 1.6834e-17 | 1.6344e-17 | 1.5868e-17 | 1.5405e-17 | 1.4957e-17 | 1.4521e-17 | 1.4098e-17
| Opex |  | £m | 0 | 0 | 0 | 0 | 0 | 0 | 0 | 0 | 0 | 0 | 0 | 0 | 0 | 0 | 0 | 0 | 0 | 0 | 0 | 0 | 0 | 0 | 0 | 0 | 0 | 0 | 0 | 0 | 0 | 0 | 0 | 0 | 0 | 0 | 0 | 0 | 0 | 0 | 0 | 0 | 0 | 0 | 0 | 0 | 0 | 0 | 0 | 0 | 0 | 0
| Pass Through Costs |  | £m | 0 | 0.085928 | 0.1681 | 0.24665 | 0.3217 | 0.3934 | 0.38488 | 0.37656 | 0.36845 | 0.36054 | 0.35281 | 0.34527 | 0.33792 | 0.33074 | 0.32374 | 0.31691 | 0.31024 | 0.30374 | 0.29739 | 0.2912 | 0.28515 | 0.27926 | 0.27351 | 0.26789 | 0.26242 | 0.25707 | 0.25186 | 0.24678 | 0.24181 | 0.23697 | 0.23225 | 0.22875 | 0.22532 | 0.22196 | 0.21867 | 0.21546 | 0.21231 | 0.20923 | 0.20622 | 0.20327 | 0.20039 | 0.19756 | 0.1948 | 0.1921 | 0.18946 | 0.18688 | 0.18435 | 0.18188 | 0.17947 | 0.17708
| Environmental - central CO2 cost |  | £m | 0 | 0.52147 | 1.0344 | 1.5387 | 2.0411 | 2.5377 | 2.5154 | 2.501 | 2.4862 | 2.4634 | 2.448 | 2.4324 | 2.4164 | 2.4072 | 2.3906 | 2.3738 | 2.3567 | 2.346 | 2.3285 | 2.3171 | 2.2993 | 2.2873 | 2.275 | 2.2624 | 2.2483 | 2.2343 | 2.2207 | 2.2067 | 2.1924 | 2.178 | 2.1636 | 2.1595 | 2.1552 | 2.1507 | 2.1462 | 2.1415 | 2.1367 | 2.1318 | 2.1268 | 2.1217 | 2.1166 | 2.1114 | 2.1062 | 2.101 | 2.0957 | 2.0904 | 2.0852 | 2.0799 | 2.0747 | 2.0692
| Environmental - low CO2 cost |  | £m | 0 | 0.26049 | 0.51735 | 0.77065 | 1.0205 | 1.2669 | 1.2583 | 1.2499 | 1.2416 | 1.2334 | 1.2254 | 1.2175 | 1.2097 | 1.202 | 1.1942 | 1.1866 | 1.179 | 1.1716 | 1.1643 | 1.1572 | 1.1502 | 1.1433 | 1.1365 | 1.1299 | 1.1227 | 1.1155 | 1.1083 | 1.1011 | 1.0937 | 1.0863 | 1.0789 | 1.0766 | 1.0742 | 1.0718 | 1.0693 | 1.0668 | 1.0642 | 1.0616 | 1.0589 | 1.0562 | 1.0535 | 1.0507 | 1.0479 | 1.0452 | 1.0424 | 1.0396 | 1.0368 | 1.0341 | 1.0313 | 1.0284
| Environmental - high CO2 cost |  | £m | 0 | 0.78147 | 1.552 | 2.3119 | 3.0614 | 3.8007 | 3.775 | 3.7497 | 3.7248 | 3.7003 | 3.6762 | 3.6524 | 3.629 | 3.6061 | 3.5827 | 3.5597 | 3.5371 | 3.5148 | 3.493 | 3.4716 | 3.4505 | 3.4299 | 3.4096 | 3.3897 | 3.3681 | 3.3466 | 3.325 | 3.3032 | 3.2812 | 3.2589 | 3.2366 | 3.2298 | 3.2227 | 3.2154 | 3.208 | 3.2003 | 3.1926 | 3.1847 | 3.1767 | 3.1685 | 3.1604 | 3.1521 | 3.1438 | 3.1355 | 3.1271 | 3.1188 | 3.1105 | 3.1022 | 3.0939 | 3.0853
| Safety |  | £m | 0 | 0.00097354 | 0.0036696 | 0.0090447 | 0.018113 | 0.03195 | 0.032452 | 0.032964 | 0.033488 | 0.034023 | 0.03457 | 0.03513 | 0.035702 | 0.036286 | 0.036883 | 0.037494 | 0.038118 | 0.038756 | 0.039407 | 0.040074 | 0.040755 | 0.041451 | 0.042162 | 0.042889 | 0.043632 | 0.044391 | 0.045168 | 0.045961 | 0.046772 | 0.0476 | 0.048447 | 0.049416 | 0.050409 | 0.051425 | 0.052465 | 0.05353 | 0.05462 | 0.055737 | 0.056879 | 0.058049 | 0.059246 | 0.060472 | 0.061727 | 0.063012 | 0.064327 | 0.065674 | 0.067052 | 0.068464 | 0.069909 | 0.071384
| Financial |  |  | 0 | 0.19438 | 0.38849 | 0.58251 | 0.77662 | 0.971 | 0.9668 | 0.96272 | 0.95875 | 0.95489 | 0.95114 | 0.9475 | 0.94397 | 0.94054 | 0.93721 | 0.93398 | 0.93085 | 0.92781 | 0.92487 | 0.92202 | 0.91927 | 0.9166 | 0.91401 | 0.91152 | 0.9091 | 0.90677 | 0.90452 | 0.90234 | 0.90025 | 0.89822 | 0.89628 | 0.89874 | 0.90129 | 0.9039 | 0.90659 | 0.90936 | 0.91219 | 0.9151 | 0.91809 | 0.92114 | 0.92427 | 0.92746 | 0.93073 | 0.93407 | 0.93749 | 0.94097 | 0.94452 | 0.94814 | 0.95183 | 0.95551
| Other |  | £m | 0 | 0 | 0 | 0 | 0 | 0 | 0 | 0 | 0 | 0 | 0 | 0 | 0 | 0 | 0 | 0 | 0 | 0 | 0 | 0 | 0 | 0 | 0 | 0 | 0 | 0 | 0 | 0 | 0 | 0 | 0 | 0 | 0 | 0 | 0 | 0 | 0 | 0 | 0 | 0 | 0 | 0 | 0 | 0 | 0 | 0 | 0 | 0 | 0 | 0
Annual Total | Total - central carbon cost |  | £m | -0.13591 | -0.17367 | -0.19603 | -0.20803 | -0.20094 | -0.019317 | 0.33184 | 0.66422 | 0.97105 | 1.2462 | 1.5066 | 1.7457 | 1.9649 | 2.1725 | 2.3552 | 2.5215 | 2.6724 | 2.8153 | 2.9381 | 3.0544 | 3.1526 | 3.2457 | 3.3283 | 3.4011 | 3.4635 | 3.4425 | 3.4222 | 3.4017 | 3.3812 | 3.3608 | 3.3405 | 3.3364 | 3.3322 | 3.328 | 3.3239 | 3.3198 | 3.3158 | 3.3119 | 3.308 | 3.3042 | 3.3005 | 3.2969 | 3.2935 | 3.2902 | 3.287 | 3.284 | 3.2811 | 3.2784 | 3.2759 | 3.2732
| Total - low carbon cost |  | £m | -0.13591 | -0.43465 | -0.71309 | -0.97607 | -1.2215 | -1.2901 | -0.92519 | -0.58687 | -0.27355 | 0.016246 | 0.28393 | 0.53083 | 0.75821 | 0.96726 | 1.1588 | 1.3343 | 1.4947 | 1.6409 | 1.7739 | 1.8945 | 2.0035 | 2.1017 | 2.1898 | 2.2686 | 2.3378 | 2.3238 | 2.3099 | 2.2962 | 2.2826 | 2.2691 | 2.2558 | 2.2535 | 2.2512 | 2.2491 | 2.2471 | 2.2451 | 2.2433 | 2.2416 | 2.2401 | 2.2386 | 2.2374 | 2.2362 | 2.2352 | 2.2344 | 2.2337 | 2.2331 | 2.2328 | 2.2325 | 2.2325 | 2.2324
| Total - high carbon cost |  | £m | -0.13591 | 0.08633 | 0.32161 | 0.56523 | 0.81942 | 1.2437 | 1.5915 | 1.9129 | 2.2097 | 2.4831 | 2.7347 | 2.9658 | 3.1776 | 3.3713 | 3.5473 | 3.7074 | 3.8527 | 3.9841 | 4.1026 | 4.2089 | 4.3038 | 4.3883 | 4.4629 | 4.5284 | 4.5832 | 4.5548 | 4.5265 | 4.4983 | 4.47 | 4.4417 | 4.4136 | 4.4067 | 4.3997 | 4.3927 | 4.3857 | 4.3787 | 4.3717 | 4.3647 | 4.3578 | 4.351 | 4.3443 | 4.3376 | 4.3311 | 4.3247 | 4.3184 | 4.3123 | 4.3064 | 4.3007 | 4.2951 | 4.2893
Net Present Value | Total - central carbon cost |  | £m | -0.13591 | -0.30958 | -0.50561 | -0.71364 | -0.91459 | -0.9339 | -0.60206 | 0.062157 | 1.0332 | 2.2794 | 3.786 | 5.5317 | 7.4967 | 9.6691 | 12.0244 | 14.5459 | 17.2183 | 20.0336 | 22.9717 | 26.0261 | 29.1787 | 32.4244 | 35.7527 | 39.1538 | 42.6173 | 46.0598 | 49.482 | 52.8838 | 56.265 | 59.6258 | 62.9663 | 66.3027 | 69.6349 | 72.9629 | 76.2868 | 79.6066 | 82.9224 | 86.2343 | 89.5423 | 92.8465 | 96.147 | 99.4439 | 102.7374 | 106.0276 | 109.3146 | 112.5985 | 115.8796 | 119.158 | 122.4339 | 125.707
| Total - low carbon cost |  | £m | -0.13591 | -0.57056 | -1.2836 | -2.2597 | -3.4812 | -4.7713 | -5.6965 | -6.2834 | -6.5569 | -6.5407 | -6.2567 | -5.7259 | -4.9677 | -4.0005 | -2.8416 | -1.5073 | -0.012606 | 1.6283 | 3.4022 | 5.2966 | 7.3001 | 9.4019 | 11.5917 | 13.8603 | 16.1981 | 18.5219 | 20.8318 | 23.1279 | 25.4105 | 27.6796 | 29.9354 | 32.1889 | 34.4402 | 36.6892 | 38.9363 | 41.1814 | 43.4247 | 45.6664 | 47.9064 | 50.1451 | 52.3824 | 54.6186 | 56.8538 | 59.0882 | 61.3219 | 63.555 | 65.7877 | 68.0203 | 70.2528 | 72.4852
| Total - high carbon cost |  | £m | -0.13591 | -0.049581 | 0.27203 | 0.83726 | 1.6567 | 2.9004 | 4.4919 | 6.4048 | 8.6145 | 11.0976 | 13.8323 | 16.798 | 19.9756 | 23.3469 | 26.8942 | 30.6016 | 34.4544 | 38.4385 | 42.541 | 46.7499 | 51.0537 | 55.442 | 59.905 | 64.4334 | 69.0166 | 73.5714 | 78.0979 | 82.5962 | 87.0662 | 91.508 | 95.9215 | 100.3282 | 104.7279 | 109.1206 | 113.5063 | 117.885 | 122.2567 | 126.6215 | 130.9793 | 135.3303 | 139.6745 | 144.0122 | 148.3432 | 152.6679 | 156.9863 | 161.2987 | 165.6051 | 169.9057 | 174.2009 | 178.4901
|  |  |  | 2027 | 2028 | 2029 | 2030 | 2031 | 2032 | 2033 | 2034 | 2035 | 2036 | 2037 | 2038 | 2039 | 2040 | 2041 | 2042 | 2043 | 2044 | 2045 | 2046 | 2047 | 2048 | 2049 | 2050 | 2051 | 2052 | 2053 | 2054 | 2055 | 2056 | 2057 | 2058 | 2059 | 2060 | 2061 | 2062 | 2063 | 2064 | 2065 | 2066 | 2067 | 2068 | 2069 | 2070 | 2071 | 2072 | 2073 | 2074 | 2075 | 2076
| Monetised risk - memo line |  | £m
Note on B10: Ofgem: Enter as year (eg 2027)
Note on C158: Duncan Innes:GT/GD
Note on C161: Duncan Innes: All sectors
Note on C162: Duncan Innes: All sectors
Note on B229: Ofgem: This line records the total monetised risk of the modelled scenario. It acts as a cross-reference between the CBA and NARM BPDTs and should not directly link to any formulas in the CBA analysis above.

## Option_4 Workings
Additional cost/benefit explanations
Please provide a short explanation of any additional cost/benefit lines that have been completed in addition to the pre-populated ones. This should include both a description of the nature of the cost/benefit, and an explanation of how the value was calculated, citing appropriate sources (eg for relevant global warming potentials). If an explanation has been provided within the EJP, then simply provide a reference to the relevant page number.
[5 empty] | Preferred | RIIO-GD3 |  |  |  |  | Cost per km/service (£m)
[6 empty] | 2027 | 2028 | 2029 | 2030 | 2031 | 2027 | 2028 | 2029 | 2030 | 2031
Mains | Tier Other | Steel | Cost | Net | £m | 7.0648 | 7.4682 | 7.9299 | 8.3992 | 8.8135 | 0.2534 | 0.26787 | 0.28443 | 0.30126 | 0.31612
| Services | Steel >2" | Cost | Net | £m | 0.69813 | 0.77226 | 0.85506 | 0.93807 | 1.0163 | 0.00047761 | 0.00052833 | 0.00058498 | 0.00064177 | 0.00069529
Mains | Mains | Steel | Number |  | No. | RIIO-GD3 2027: 27.88; RIIO-GD3 2028: 27.88; RIIO-GD3 2029: 27.88; RIIO-GD3 2030: 27.88; RIIO-GD3 2031: 27.88
| Services | Steel >2" | Number |  | No. | RIIO-GD3 2027: 1461.6964; RIIO-GD3 2028: 1461.6964; RIIO-GD3 2029: 1461.6964; RIIO-GD3 2030: 1461.6964; RIIO-GD3 2031: 1461.6964
[5 empty] | Extra T3/Less >2ST | RIIO-GD3 2027: RIIO-GD3
[6 empty] | 2027 | 2028 | 2029 | 2030 | 2031
Mains | Tier Other | Steel | Cost | Net | £m | RIIO-GD3 2027: 6.558; RIIO-GD3 2028: 6.9325; RIIO-GD3 2029: 7.361; RIIO-GD3 2030: 7.7967; RIIO-GD3 2031: 8.1812
| Services | Steel >2" | Cost | Net | £m | RIIO-GD3 2027: 0.64803; RIIO-GD3 2028: 0.71684; RIIO-GD3 2029: 0.7937; RIIO-GD3 2030: 0.87075; RIIO-GD3 2031: 0.94337
Mains | Mains | Steel | Number |  | No. | RIIO-GD3 2027: 25.88; RIIO-GD3 2028: 25.88; RIIO-GD3 2029: 25.88; RIIO-GD3 2030: 25.88; RIIO-GD3 2031: 25.88
| Services | Steel >2" | Number |  | No. | RIIO-GD3 2027: 1356.8; RIIO-GD3 2028: 1356.8; RIIO-GD3 2029: 1356.8; RIIO-GD3 2030: 1356.8; RIIO-GD3 2031: 1356.8
NGN VF Financial Risk, NGN VF Customer Risk, NGN VF Compliance Risk populated from our decision support tool outputs as per NGN's Value Framework and consistent with NARM.
Long term cost/benefit assumptions
Please briefly summarise the assumptions you have used to calculate long-term (ie beyond the duration of the RIIO3 price control) costs and other inputs (eg "Opex assumed to increase at 1%/year based on historic trends"). In most cases we would expect these to be the same across the baseline and different options, but where this is not the case additional tabs can be completed as necessary. If detailed descriptions are required (eg to explain assumptions around whole life costs of assets) these should be included as part of the EJP
Capex | Not modelled in beyond RIIO-GD4 as proposals cover RIIO-GD3 only.
Opex | As per NARM modelling assumptions from our Decision Support Tool - see Ofgem CBA Template Assumptions in section 8 of EJP.
Leakage | Modelled as per NARM metholdogy from our decision support tool.
Fatality risk | Modelled as per NARM metholdogy from our decision support tool.
Non-Fatality risk | Modelled as per NARM metholdogy from our decision support tool.
Cost cross-referencing
If there is any explanation required on how the cost data set out in the EJP totals to the lines in the CBA, please provide it here.
Costs in CBA reflected in sections 8 and 9 of EJP.

## Option_5
Summary | [7 empty] | Text Descriptions
[8 empty] | Option Description - this should allow us to quickly recognise the option being assessed (based on descriptions in the EJP and other documents) and distinguish it both from other investment areas and from other options. If appropriate, please provide sitemaps, photos or any other documents that will help with this identification (likely to be relevant for major projects rather than asset classes) | [6 empty] | Stakeholder Support Summary - please provide a synopsis which details the feedback from stakeholder group(s)
Option Name | >2ST Non-Mandatory Repex Defer |  |  | Date Undertaken: | 2024-12-06
Scheme Reference ID | A22.m.NGN | [6 empty] | We modelled a scenario where we deferred non-mandatory work until RIIO-GD4. | [6 empty] | The different priorities between national, local and customer stakeholders highlights tensions between short- and long-term goals and the dynamics NGN must manage throughout RIIO-GD3. Customers (especially older, low income, and digitally excluded customers) value energy affordability above all other priorities. Conversely, future customers prioritise helping the region to meet climate change targets (and not leaving anyone behind). Local stakeholders generally share this long-term view; Furthermore, national groups say they will judge our performance by how resilient the business is. As customers are satisfied with the performance and availability of our services, they prefer us to maintain service levels at levels similar to today and asked for us to reduce future risk with targeted investments to enhance removal, reduction, resistance and recovery strategies. (This is not delivered under this option) To balance stakeholders' priorities, we will maintain our position as the most efficient gas distribution operator, while investing in delivering continuous performance improvement. We will achieve this through targeted investment in low-regret innovation, enhanced stakeholder engagement, whole systems collaboration, data and digitalisation.
Expenditure Type | Repex |  |  | Authorised By: | Dean Pearson
Preferred Option (Y/N) | N
Spend Area (Please include relevant RRP/BPDT Table Reference) | CV6.05, CV6.08
First year of expenditure outflow | 2027
Payback position at year | Central CO2 Cost - PV of costs & benefits (£m) | Central CO2 Cost - NPV relative to baseline (£m) | Low CO2 cost - PV of costs & benefits (£m) | Low CO2 cost - NPV relative to baseline (£m) | High CO2 cost - PV of costs & benefits (£m) | High CO2 cost - NPV relative to baseline (£m)
2035 | -318.2738 | -2.6873 | -228.5693 | -4.4016 | -407.9819 | -0.97754
2040 | -483.2553 | -4.9868 | -352.1184 | -13.3745 | -614.5128 | 3.4141
2045 | -629.1955 | 4.1443 | -458.3444 | -10.9927 | -800.1113 | 19.2851
2050 | -760.7065 | 20.9083 | -551.5578 | -0.77678 | -969.827 | 42.5813
2060 | -1001.3372 | 59.7459 | -719.4671 | 25.4999 | -1282.505 | 93.8633
2070 | -1231.2803 | 97.7597 | -879.869 | 51.3124 | -1580.7957 | 143.8688
Capitalisation rate | 100% | [6 empty] | Engineering Justification Summary - please provide a synopsis & share the document which articulates the full detailed explanation | [6 empty] | Company View - please provide a synopsis which details your view of how beneficial this option is.
[8 empty] | NGN’s pipe distribution network < 7 bar consists of over 36,000km of mains and over 2.5 million services providing gas to domestic, commercial and industrial consumers. Of the total distribution mains in the network, approximately 33,000km are non-mandatory (with the remaining population being mandatory). This Engineering Justification Paper (EJP) and accompanying CBA sets out the interventions that we plan to undertake on Non-Mandatory REPEX investments planned for completion during RIIO-GD3. The investments outlined in the paper are aimed at addressing issues with the distribution pipelines and associated services that fall outside of IMRRP (Iron Mains Risk Reduction Programme) mandated by the Health and Safety Executive (HSE) and described in the A22.l Mandatory REPEX Engineering Justification Paper. Interventions in this area are asset health driven, with a key focus on customer safety and minimising leaks and the risks associated with them. It is imperative that mains and services remain in good condition in order to ensure gas continues to flow through our network in a safe and reliable manner. Our decision-making process for these investments involves a balance of the costs, future benefits, and the potential negative consequences of not proceeding with the non-mandatory mains replacement programme. The targeted investment areas include iron mains in the Tier 2B (T2B) and Tier 3 (T3) categories, those over 30m away from the nearest property (>30m Iron), greater than 2-inch steel (>2ST) and PE mains as well as mains diversions along with the associated services within each category. The drivers behind the investment proposals range from customer demand and compliance (diversions) to asset health, environmental and safety considerations (T2B/T3/>2ST). Each investment area has been carefully selected based on a systematic asset management decision-making process, incorporating risk analysis, value assessment, and trade-offs between different intervention and management options; as well as considering deliverability. This CBA focuses on Tier 2b. A22.m RIIO-GD3 Investment Decision Pack - Non Mandatory Repex EJP. | [6 empty] | This would lead to unacceptable increases in risk due to ageing and deteriorating mains. This is illustrated by the increasing total risk on non-mandatory mains without intervention (+14%). For this reason, this option has been rejected.
Expenditure Profile - Summary
| 2027 | 2028 | 2029 | 2030 | 2031 | Post RIIO3
| (£m) | (£m) | (£m) | (£m) | (£m) | (£m)
Capitalised costs | 0 | 0 | 0 | 0 | 0 | -57.5368
Non-capitalised costs | -3.5077 | -3.5482 | -3.5893 | -3.631 | -3.6733 | -191.8178
| Asset Class | Unit | Comments
Output | >2 inch Steel replacement | 0 | In km - see A22.m RIIO-GD3 Investment Decision Pack - Non Mandatory Repex EJP.
Financial Costs
Inputs
|  |  |  | RIIO3 |  |  |  |  | RIIO4 |  |  |  |  | RIIO5 |  |  |  |  | RIIO6 |  |  |  |  | RIIO7 |  |  |  |  | RIIO8 |  |  |  |  | RIIO9 |  |  |  |  | RIIO10 |  |  |  |  | RIIO11 |  |  |  |  | RIIO12
|  |  |  | 1 | 2 | 3 | 4 | 5 | 6 | 7 | 8 | 9 | 10 | 11 | 12 | 13 | 14 | 15 | 16 | 17 | 18 | 19 | 20 | 21 | 22 | 23 | 24 | 25 | 26 | 27 | 28 | 29 | 30 | 31 | 32 | 33 | 34 | 35 | 36 | 37 | 38 | 39 | 40 | 41 | 42 | 43 | 44 | 45 | 46 | 47 | 48 | 49 | 50
| Asset Class | Intervention type |  | 2027 | 2028 | 2029 | 2030 | 2031 | 2032 | 2033 | 2034 | 2035 | 2036 | 2037 | 2038 | 2039 | 2040 | 2041 | 2042 | 2043 | 2044 | 2045 | 2046 | 2047 | 2048 | 2049 | 2050 | 2051 | 2052 | 2053 | 2054 | 2055 | 2056 | 2057 | 2058 | 2059 | 2060 | 2061 | 2062 | 2063 | 2064 | 2065 | 2066 | 2067 | 2068 | 2069 | 2070 | 2071 | 2072 | 2073 | 2074 | 2075 | 2076
Capex/Repex | Mains - Steel mains - 4"-8" | Replacement | £m | RIIO3 1 2027: 0; RIIO3 2 2028: 0; RIIO3 3 2029: 0; RIIO3 4 2030: 0; RIIO3 5 2031: 0; RIIO4 6 2032: -3.2994; RIIO4 7 2033: -3.367; RIIO4 8 2034: -3.4412; RIIO4 9 2035: -3.5133; RIIO4 10 2036: -3.5751
| Mains - Steel mains - 9"- <18" | Replacement | £m | RIIO3 1 2027: 0; RIIO3 2 2028: 0; RIIO3 3 2029: 0; RIIO3 4 2030: 0; RIIO3 5 2031: 0; RIIO4 6 2032: -3.2994; RIIO4 7 2033: -3.367; RIIO4 8 2034: -3.4412; RIIO4 9 2035: -3.5133; RIIO4 10 2036: -3.5751
| Mains - Steel mains - 18"+ | Replacement | £m | RIIO3 1 2027: 0; RIIO3 2 2028: 0; RIIO3 3 2029: 0; RIIO3 4 2030: 0; RIIO3 5 2031: 0; RIIO4 6 2032: -3.2994; RIIO4 7 2033: -3.367; RIIO4 8 2034: -3.4412; RIIO4 9 2035: -3.5133; RIIO4 10 2036: -3.5751
| Services | Replacement | £m | RIIO3 1 2027: 0; RIIO3 2 2028: 0; RIIO3 3 2029: 0; RIIO3 4 2030: 0; RIIO3 5 2031: 0; RIIO4 6 2032: -1.1414; RIIO4 7 2033: -1.1648; RIIO4 8 2034: -1.1904; RIIO4 9 2035: -1.2154; RIIO4 10 2036: -1.2368
£m
£m
£m
£m
£m
£m
| Total Capex | (1) | £m | 0 | 0 | 0 | 0 | 0 | -11.0395 | -11.2659 | -11.514 | -11.7553 | -11.962 | 0 | 0 | 0 | 0 | 0 | 0 | 0 | 0 | 0 | 0 | 0 | 0 | 0 | 0 | 0 | 0 | 0 | 0 | 0 | 0 | 0 | 0 | 0 | 0 | 0 | 0 | 0 | 0 | 0 | 0 | 0 | 0 | 0 | 0 | 0 | 0 | 0 | 0 | 0 | 0
Associated direct opex |  |  | £m
£m
£m
£m
£m
| Total Opex |  | £m | 0 | 0 | 0 | 0 | 0 | 0 | 0 | 0 | 0 | 0 | 0 | 0 | 0 | 0 | 0 | 0 | 0 | 0 | 0 | 0 | 0 | 0 | 0 | 0 | 0 | 0 | 0 | 0 | 0 | 0 | 0 | 0 | 0 | 0 | 0 | 0 | 0 | 0 | 0 | 0 | 0 | 0 | 0 | 0 | 0 | 0 | 0 | 0 | 0 | 0
Pass through costs | Leakage |  | £m | -3.5077 | -3.5482 | -3.5893 | -3.631 | -3.6733 | -3.7163 | -3.6518 | -3.5851 | -3.5164 | -3.4454 | -3.3723 | -3.4121 | -3.4526 | -3.4938 | -3.5356 | -3.578 | -3.6212 | -3.665 | -3.7096 | -3.755 | -3.801 | -3.8479 | -3.8956 | -3.944 | -3.9934 | -4.0435 | -4.0946 | -4.1465 | -4.1994 | -4.2533 | -4.3081 | -4.3639 | -4.4207 | -4.4786 | -4.5376 | -4.5977 | -4.659 | -4.7214 | -4.785 | -4.8499 | -4.916 | -4.9835 | -5.0523 | -5.1225 | -5.1942 | -5.2673 | -5.3419 | -5.4181 | -5.4958 | -5.5747
£m
| Total Pass Through Costs |  | £m | -3.5077 | -3.5482 | -3.5893 | -3.631 | -3.6733 | -3.7163 | -3.6518 | -3.5851 | -3.5164 | -3.4454 | -3.3723 | -3.4121 | -3.4526 | -3.4938 | -3.5356 | -3.578 | -3.6212 | -3.665 | -3.7096 | -3.755 | -3.801 | -3.8479 | -3.8956 | -3.944 | -3.9934 | -4.0435 | -4.0946 | -4.1465 | -4.1994 | -4.2533 | -4.3081 | -4.3639 | -4.4207 | -4.4786 | -4.5376 | -4.5977 | -4.659 | -4.7214 | -4.785 | -4.8499 | -4.916 | -4.9835 | -5.0523 | -5.1225 | -5.1942 | -5.2673 | -5.3419 | -5.4181 | -5.4958 | -5.5747
Annual cost calculations |  |  |  | 2027 | 2028 | 2029 | 2030 | 2031 | 2032 | 2033 | 2034 | 2035 | 2036 | 2037 | 2038 | 2039 | 2040 | 2041 | 2042 | 2043 | 2044 | 2045 | 2046 | 2047 | 2048 | 2049 | 2050 | 2051 | 2052 | 2053 | 2054 | 2055 | 2056 | 2057 | 2058 | 2059 | 2060 | 2061 | 2062 | 2063 | 2064 | 2065 | 2066 | 2067 | 2068 | 2069 | 2070 | 2071 | 2072 | 2073 | 2074 | 2075 | 2076
| Capitalisation rates | (2) | % | 100% | 100% | 100% | 100% | 100% | 100% | 100% | 100% | 100% | 100% | 100% | 100% | 100% | 100% | 100% | 100% | 100% | 100% | 100% | 100% | 100% | 100% | 100% | 0% | 0% | 0% | 0% | 0% | 0% | 0% | 0% | 0% | 0% | 0% | 0% | 0% | 0% | 0% | 0% | 0% | 0% | 0% | 0% | 0% | 0% | 0% | 0% | 0% | 0% | 0%
| Capitalised investment | (3)=(1)x(2) | £m | 0 | 0 | 0 | 0 | 0 | -11.0395 | -11.2659 | -11.514 | -11.7553 | -11.962 | 0 | 0 | 0 | 0 | 0 | 0 | 0 | 0 | 0 | 0 | 0 | 0 | 0 | 0 | 0 | 0 | 0 | 0 | 0 | 0 | 0 | 0 | 0 | 0 | 0 | 0 | 0 | 0 | 0 | 0 | 0 | 0 | 0 | 0 | 0 | 0 | 0 | 0 | 0 | 0
| Investment to be expensed | (4)=(1)-(3) | £m | 0 | 0 | 0 | 0 | 0 | 0 | 0 | 0 | 0 | 0 | 0 | 0 | 0 | 0 | 0 | 0 | 0 | 0 | 0 | 0 | 0 | 0 | 0 | 0 | 0 | 0 | 0 | 0 | 0 | 0 | 0 | 0 | 0 | 0 | 0 | 0 | 0 | 0 | 0 | 0 | 0 | 0 | 0 | 0 | 0 | 0 | 0 | 0 | 0 | 0
| 2027 Depreciation | (5)2027=(3)2027*Dep_ratet | £m |  | 0 | 0 | 0 | 0 | 0 | 0 | 0 | 0 | 0 | 0 | 0 | 0 | 0 | 0 | 0 | 0 | 0 | 0 | 0 | 0 | 0 | 0 | 0 | 0 | 0 | 0 | 0 | 0 | 0 | 0 | 0 | 0 | 0 | 0 | 0 | 0 | 0 | 0 | 0 | 0 | 0 | 0 | 0 | 0 | 0 | 0 | 0 | 0 | 0
| 2028 Depreciation | (5)2028=(3)2028*Dep_ratet | £m |  |  | 0 | 0 | 0 | 0 | 0 | 0 | 0 | 0 | 0 | 0 | 0 | 0 | 0 | 0 | 0 | 0 | 0 | 0 | 0 | 0 | 0 | 0 | 0 | 0 | 0 | 0 | 0 | 0 | 0 | 0 | 0 | 0 | 0 | 0 | 0 | 0 | 0 | 0 | 0 | 0 | 0 | 0 | 0 | 0 | 0 | 0 | 0 | 0
| 2029 Depreciation | (5)2029=(3)2029*Dep_ratet | £m |  |  |  | 0 | 0 | 0 | 0 | 0 | 0 | 0 | 0 | 0 | 0 | 0 | 0 | 0 | 0 | 0 | 0 | 0 | 0 | 0 | 0 | 0 | 0 | 0 | 0 | 0 | 0 | 0 | 0 | 0 | 0 | 0 | 0 | 0 | 0 | 0 | 0 | 0 | 0 | 0 | 0 | 0 | 0 | 0 | 0 | 0 | 0 | 0
| 2030 Depreciation | (5)2030=(3)2030*Dep_ratet | £m |  |  |  |  | 0 | 0 | 0 | 0 | 0 | 0 | 0 | 0 | 0 | 0 | 0 | 0 | 0 | 0 | 0 | 0 | 0 | 0 | 0 | 0 | 0 | 0 | 0 | 0 | 0 | 0 | 0 | 0 | 0 | 0 | 0 | 0 | 0 | 0 | 0 | 0 | 0 | 0 | 0 | 0 | 0 | 0 | 0 | 0 | 0 | 0
| 2031 Depreciation | (5)2031=(3)2031*Dep_ratet | £m | [5 empty] | 0 | 0 | 0 | 0 | 0 | 0 | 0 | 0 | 0 | 0 | 0 | 0 | 0 | 0 | 0 | 0 | 0 | 0 | 0 | 0 | 0 | 0 | 0 | 0 | 0 | 0 | 0 | 0 | 0 | 0 | 0 | 0 | 0 | 0 | 0 | 0 | 0 | 0 | 0 | 0 | 0 | 0 | 0 | 0 | 0
| 2032 Depreciation | (5)2032=(3)2032*Dep_ratet | £m | [6 empty] | -1.1621 | -1.0975 | -1.0329 | -0.96838 | -0.90382 | -0.83926 | -0.7747 | -0.71015 | -0.64559 | -0.58103 | -0.51647 | -0.45191 | -0.38735 | -0.32279 | -0.25823 | -0.19368 | -0.12912 | -0.064559 | 0 | 0 | 0 | 0 | 0 | 0 | 0 | 0 | 0 | 0 | 0 | 0 | 0 | 0 | 0 | 0 | 0 | 0 | 0 | 0 | 0 | 0 | 0 | 0 | 0 | 0
| 2033 Depreciation | (5)2033=(3)2033*Dep_ratet | £m | [7 empty] | -1.2518 | -1.1781 | -1.1045 | -1.0309 | -0.95723 | -0.8836 | -0.80997 | -0.73633 | -0.6627 | -0.58907 | -0.51543 | -0.4418 | -0.36817 | -0.29453 | -0.2209 | -0.14727 | -0.073633 | 0 | 0 | 0 | 0 | 0 | 0 | 0 | 0 | 0 | 0 | 0 | 0 | 0 | 0 | 0 | 0 | 0 | 0 | 0 | 0 | 0 | 0 | 0 | 0 | 0 | 0
| 2034 Depreciation | (5)2034=(3)2034*Dep_ratet | £m | [8 empty] | -1.3546 | -1.2699 | -1.1853 | -1.1006 | -1.0159 | -0.93128 | -0.84662 | -0.76196 | -0.6773 | -0.59263 | -0.50797 | -0.42331 | -0.33865 | -0.25399 | -0.16932 | -0.084662 | 0 | 0 | 0 | 0 | 0 | 0 | 0 | 0 | 0 | 0 | 0 | 0 | 0 | 0 | 0 | 0 | 0 | 0 | 0 | 0 | 0 | 0 | 0 | 0 | 0 | 0
| 2035 Depreciation | (5)2035=(3)2035*Dep_ratet | £m | [9 empty] | -1.4694 | -1.3715 | -1.2735 | -1.1755 | -1.0776 | -0.97961 | -0.88165 | -0.78369 | -0.68573 | -0.58777 | -0.48981 | -0.39184 | -0.29388 | -0.19592 | -0.097961 | 0 | 0 | 0 | 0 | 0 | 0 | 0 | 0 | 0 | 0 | 0 | 0 | 0 | 0 | 0 | 0 | 0 | 0 | 0 | 0 | 0 | 0 | 0 | 0 | 0 | 0
| 2036 Depreciation | (5)2036=(3)2036*Dep_ratet | £m | [10 empty] | -1.5949 | -1.481 | -1.3671 | -1.2532 | -1.1392 | -1.0253 | -0.91139 | -0.79747 | -0.68354 | -0.56962 | -0.4557 | -0.34177 | -0.22785 | -0.11392 | 0 | 0 | 0 | 0 | 0 | 0 | 0 | 0 | 0 | 0 | 0 | 0 | 0 | 0 | 0 | 0 | 0 | 0 | 0 | 0 | 0 | 0 | 0 | 0 | 0 | 0
| 2037 Depreciation | (5)2037=(3)2037*Dep_ratet | £m | [11 empty] | 0 | 0 | 0 | 0 | 0 | 0 | 0 | 0 | 0 | 0 | 0 | 0 | 0 | 0 | 0 | 0 | 0 | 0 | 0 | 0 | 0 | 0 | 0 | 0 | 0 | 0 | 0 | 0 | 0 | 0 | 0 | 0 | 0 | 0 | 0 | 0 | 0 | 0 | 0
| 2038 Depreciation | (5)2038=(3)2038*Dep_ratet | £m | [12 empty] | 0 | 0 | 0 | 0 | 0 | 0 | 0 | 0 | 0 | 0 | 0 | 0 | 0 | 0 | 0 | 0 | 0 | 0 | 0 | 0 | 0 | 0 | 0 | 0 | 0 | 0 | 0 | 0 | 0 | 0 | 0 | 0 | 0 | 0 | 0 | 0 | 0 | 0
| 2039 Depreciation | (5)2039=(3)2039*Dep_ratet | £m | [13 empty] | 0 | 0 | 0 | 0 | 0 | 0 | 0 | 0 | 0 | 0 | 0 | 0 | 0 | 0 | 0 | 0 | 0 | 0 | 0 | 0 | 0 | 0 | 0 | 0 | 0 | 0 | 0 | 0 | 0 | 0 | 0 | 0 | 0 | 0 | 0 | 0 | 0
| 2040 Depreciation | (5)2040=(3)2040*Dep_ratet | £m | [14 empty] | 0 | 0 | 0 | 0 | 0 | 0 | 0 | 0 | 0 | 0 | 0 | 0 | 0 | 0 | 0 | 0 | 0 | 0 | 0 | 0 | 0 | 0 | 0 | 0 | 0 | 0 | 0 | 0 | 0 | 0 | 0 | 0 | 0 | 0 | 0 | 0
| 2041 Depreciation | (5)2041=(3)2041*Dep_ratet | £m | [15 empty] | 0 | 0 | 0 | 0 | 0 | 0 | 0 | 0 | 0 | 0 | 0 | 0 | 0 | 0 | 0 | 0 | 0 | 0 | 0 | 0 | 0 | 0 | 0 | 0 | 0 | 0 | 0 | 0 | 0 | 0 | 0 | 0 | 0 | 0 | 0
| 2042 Depreciation | (5)2042=(3)2042*Dep_ratet | £m | [16 empty] | 0 | 0 | 0 | 0 | 0 | 0 | 0 | 0 | 0 | 0 | 0 | 0 | 0 | 0 | 0 | 0 | 0 | 0 | 0 | 0 | 0 | 0 | 0 | 0 | 0 | 0 | 0 | 0 | 0 | 0 | 0 | 0 | 0 | 0
| 2043 Depreciation | (5)2043=(3)2043*Dep_ratet | £m | [17 empty] | 0 | 0 | 0 | 0 | 0 | 0 | 0 | 0 | 0 | 0 | 0 | 0 | 0 | 0 | 0 | 0 | 0 | 0 | 0 | 0 | 0 | 0 | 0 | 0 | 0 | 0 | 0 | 0 | 0 | 0 | 0 | 0 | 0
| 2044 Depreciation | (5)2044=(3)2044*Dep_ratet | £m | [18 empty] | 0 | 0 | 0 | 0 | 0 | 0 | 0 | 0 | 0 | 0 | 0 | 0 | 0 | 0 | 0 | 0 | 0 | 0 | 0 | 0 | 0 | 0 | 0 | 0 | 0 | 0 | 0 | 0 | 0 | 0 | 0 | 0
| 2045 Depreciation | (5)2045=(3)2045*Dep_ratet | £m | [19 empty] | 0 | 0 | 0 | 0 | 0 | 0 | 0 | 0 | 0 | 0 | 0 | 0 | 0 | 0 | 0 | 0 | 0 | 0 | 0 | 0 | 0 | 0 | 0 | 0 | 0 | 0 | 0 | 0 | 0 | 0 | 0
| 2046 Depreciation | (5)2046=(3)2046*Dep_ratet | £m | [20 empty] | 0 | 0 | 0 | 0 | 0 | 0 | 0 | 0 | 0 | 0 | 0 | 0 | 0 | 0 | 0 | 0 | 0 | 0 | 0 | 0 | 0 | 0 | 0 | 0 | 0 | 0 | 0 | 0 | 0 | 0
| 2047 Depreciation | (5)2047=(3)2047*Dep_ratet | £m | 2048: 0; 2049: 0; 2050: 0; 2051: 0; 2052: 0; 2053: 0; 2054: 0; 2055: 0; 2056: 0; 2057: 0; 2058: 0; 2059: 0; 2060: 0; 2061: 0; 2062: 0; 2063: 0; 2064: 0; 2065: 0; 2066: 0; 2067: 0; 2068: 0; 2069: 0; 2070: 0; 2071: 0; 2072: 0; 2073: 0; 2074: 0; 2075: 0; 2076: 0
| 2048 Depreciation | (5)2048=(3)2048*Dep_ratet | £m | 2049: 0; 2050: 0; 2051: 0; 2052: 0; 2053: 0; 2054: 0; 2055: 0; 2056: 0; 2057: 0; 2058: 0; 2059: 0; 2060: 0; 2061: 0; 2062: 0; 2063: 0; 2064: 0; 2065: 0; 2066: 0; 2067: 0; 2068: 0; 2069: 0; 2070: 0; 2071: 0; 2072: 0; 2073: 0; 2074: 0; 2075: 0; 2076: 0
| 2049 Depreciation | (5)2049=(3)2049*Dep_ratet | £m | 2050: 0; 2051: 0; 2052: 0; 2053: 0; 2054: 0; 2055: 0; 2056: 0; 2057: 0; 2058: 0; 2059: 0; 2060: 0; 2061: 0; 2062: 0; 2063: 0; 2064: 0; 2065: 0; 2066: 0; 2067: 0; 2068: 0; 2069: 0; 2070: 0; 2071: 0; 2072: 0; 2073: 0; 2074: 0; 2075: 0; 2076: 0
| 2050 Depreciation | (5)2050=(3)2050*Dep_ratet | £m
| 2051 Depreciation | (5)2051=(3)2051*Dep_ratet | £m
| 2052 Depreciation | (5)2052=(3)2052*Dep_ratet | £m
| 2053 Depreciation | (5)2053=(3)2053*Dep_ratet | £m
| 2054 Depreciation | (5)2054=(3)2054*Dep_ratet | £m
| 2055 Depreciation | (5)2055=(3)2055*Dep_ratet | £m
| 2056 Depreciation | (5)2056=(3)2056*Dep_ratet | £m
| 2057 Depreciation | (5)2057=(3)2057*Dep_ratet | £m
| 2058 Depreciation | (5)2058=(3)2058*Dep_ratet | £m
| 2059 Depreciation | (5)2059=(3)2059*Dep_ratet | £m
| 2060 Depreciation | (5)2060=(3)2060*Dep_ratet | £m
| 2061 Depreciation | (5)2061=(3)2061*Dep_ratet | £m
| 2062 Depreciation | (5)2062=(3)2062*Dep_ratet | £m
| 2063 Depreciation | (5)2063=(3)2063*Dep_ratet | £m
| 2064 Depreciation | (5)2064=(3)2064*Dep_ratet | £m
| 2065 Depreciation | (5)2065=(3)2065*Dep_ratet | £m
| 2066 Depreciation | (5)2066=(3)2066*Dep_ratet | £m
| 2067 Depreciation | (5)2067=(3)2067*Dep_ratet | £m
| 2068 Depreciation | (5)2068=(3)2068*Dep_ratet | £m
| 2069 Depreciation | (5)2069=(3)2069*Dep_ratet | £m
| 2070 Depreciation | (5)2070=(3)2070*Dep_ratet | £m
| Depreciation | (5)=∑(5)t | £m | 0 | 0 | 0 | 0 | 0 | 0 | -1.1621 | -2.3493 | -3.5657 | -4.8122 | -6.0863 | -5.6516 | -5.2169 | -4.7821 | -4.3474 | -3.9127 | -3.4779 | -3.0432 | -2.6084 | -2.1737 | -1.739 | -1.3042 | -0.86948 | -0.43474 | 0 | 0 | 0 | 0 | 0 | 0 | 0 | 0 | 0 | 0 | 0 | 0 | 0 | 0 | 0 | 0 | 0 | 0 | 0 | 0 | 0 | 0 | 0 | 0 | 0 | 0
| Opening RAV balance | (6op)t=(6cl)t-1 | £m | 0 | 0 | 0 | 0 | 0 | 0 | -11.0395 | -21.1434 | -30.3081 | -38.4978 | -45.6476 | -39.5612 | -33.9096 | -28.6928 | -23.9106 | -19.5633 | -15.6506 | -12.1727 | -9.1295 | -6.5211 | -4.3474 | -2.6084 | -1.3042 | -0.43474 | -1.1435e-14 | -1.1435e-14 | -1.1435e-14 | -1.1435e-14 | -1.1435e-14 | -1.1435e-14 | -1.1435e-14 | -1.1435e-14 | -1.1435e-14 | -1.1435e-14 | -1.1435e-14 | -1.1435e-14 | -1.1435e-14 | -1.1435e-14 | -1.1435e-14 | -1.1435e-14 | -1.1435e-14 | -1.1435e-14 | -1.1435e-14 | -1.1435e-14 | -1.1435e-14 | -1.1435e-14 | -1.1435e-14 | -1.1435e-14 | -1.1435e-14 | -1.1435e-14
| Discounted RAV balance | (6D)=(6cl)*(1/1+WACC)) | £m | 0 | 0 | 0 | 0 | 0 | -10.6231 | -20.3458 | -29.1649 | -37.0456 | -43.9257 | -38.0689 | -32.6305 | -27.6104 | -23.0087 | -18.8253 | -15.0602 | -11.7135 | -8.7851 | -6.2751 | -4.1834 | -2.51 | -1.255 | -0.41834 | -1.1004e-14 | -1.1004e-14 | -1.1004e-14 | -1.1004e-14 | -1.1004e-14 | -1.1004e-14 | -1.1004e-14 | -1.1004e-14 | -1.1004e-14 | -1.1004e-14 | -1.1004e-14 | -1.1004e-14 | -1.1004e-14 | -1.1004e-14 | -1.1004e-14 | -1.1004e-14 | -1.1004e-14 | -1.1004e-14 | -1.1004e-14 | -1.1004e-14 | -1.1004e-14 | -1.1004e-14 | -1.1004e-14 | -1.1004e-14 | -1.1004e-14 | -1.1004e-14 | -1.1004e-14
| Closing RAV balance | (6cl)=(3)-(5)+(6op) | £m | 0 | 0 | 0 | 0 | 0 | -11.0395 | -21.1434 | -30.3081 | -38.4978 | -45.6476 | -39.5612 | -33.9096 | -28.6928 | -23.9106 | -19.5633 | -15.6506 | -12.1727 | -9.1295 | -6.5211 | -4.3474 | -2.6084 | -1.3042 | -0.43474 | -1.1435e-14 | -1.1435e-14 | -1.1435e-14 | -1.1435e-14 | -1.1435e-14 | -1.1435e-14 | -1.1435e-14 | -1.1435e-14 | -1.1435e-14 | -1.1435e-14 | -1.1435e-14 | -1.1435e-14 | -1.1435e-14 | -1.1435e-14 | -1.1435e-14 | -1.1435e-14 | -1.1435e-14 | -1.1435e-14 | -1.1435e-14 | -1.1435e-14 | -1.1435e-14 | -1.1435e-14 | -1.1435e-14 | -1.1435e-14 | -1.1435e-14 | -1.1435e-14 | -1.1435e-14
| Cost of Capital | (6)=avg[(6D),(6op)]xWACC | £m | 0 | 0 | 0 | 0 | 0 | -0.20821 | -0.61515 | -0.98604 | -1.3201 | -1.6155 | -1.6408 | -1.415 | -1.2058 | -1.0133 | -0.83762 | -0.67862 | -0.53634 | -0.41077 | -0.30193 | -0.20981 | -0.13441 | -0.075724 | -0.033762 | -0.0085209 | -4.3981e-16 | -4.3981e-16 | -4.3981e-16 | -4.3981e-16 | -4.3981e-16 | -4.3981e-16 | -4.3981e-16 | -4.3981e-16 | -4.3981e-16 | -4.3981e-16 | -4.3981e-16 | -4.3981e-16 | -4.3981e-16 | -4.3981e-16 | -4.3981e-16 | -4.3981e-16 | -4.3981e-16 | -4.3981e-16 | -4.3981e-16 | -4.3981e-16 | -4.3981e-16 | -4.3981e-16 | -4.3981e-16 | -4.3981e-16 | -4.3981e-16 | -4.3981e-16
| Total Capitalised Costs | (7)=(5)+(6) | £m | 0 | 0 | 0 | 0 | 0 | -0.20821 | -1.7772 | -3.3353 | -4.8858 | -6.4277 | -7.7272 | -7.0666 | -6.4227 | -5.7955 | -5.185 | -4.5913 | -4.0142 | -3.4539 | -2.9104 | -2.3835 | -1.8734 | -1.3799 | -0.90324 | -0.44326 | -4.3981e-16 | -4.3981e-16 | -4.3981e-16 | -4.3981e-16 | -4.3981e-16 | -4.3981e-16 | -4.3981e-16 | -4.3981e-16 | -4.3981e-16 | -4.3981e-16 | -4.3981e-16 | -4.3981e-16 | -4.3981e-16 | -4.3981e-16 | -4.3981e-16 | -4.3981e-16 | -4.3981e-16 | -4.3981e-16 | -4.3981e-16 | -4.3981e-16 | -4.3981e-16 | -4.3981e-16 | -4.3981e-16 | -4.3981e-16 | -4.3981e-16 | -4.3981e-16
| Total Non-Capitalised Costs |  |  | -3.5077 | -3.5482 | -3.5893 | -3.631 | -3.6733 | -3.7163 | -3.6518 | -3.5851 | -3.5164 | -3.4454 | -3.3723 | -3.4121 | -3.4526 | -3.4938 | -3.5356 | -3.578 | -3.6212 | -3.665 | -3.7096 | -3.755 | -3.801 | -3.8479 | -3.8956 | -3.944 | -3.9934 | -4.0435 | -4.0946 | -4.1465 | -4.1994 | -4.2533 | -4.3081 | -4.3639 | -4.4207 | -4.4786 | -4.5376 | -4.5977 | -4.659 | -4.7214 | -4.785 | -4.8499 | -4.916 | -4.9835 | -5.0523 | -5.1225 | -5.1942 | -5.2673 | -5.3419 | -5.4181 | -5.4958 | -5.5747
| Total Direct Costs |  |  | -3.5077 | -3.5482 | -3.5893 | -3.631 | -3.6733 | -3.9245 | -5.429 | -6.9204 | -8.4021 | -9.8731 | -11.0994 | -10.4787 | -9.8753 | -9.2892 | -8.7206 | -8.1693 | -7.6354 | -7.119 | -6.62 | -6.1385 | -5.6744 | -5.2278 | -4.7988 | -4.3873 | -3.9934 | -4.0435 | -4.0946 | -4.1465 | -4.1994 | -4.2533 | -4.3081 | -4.3639 | -4.4207 | -4.4786 | -4.5376 | -4.5977 | -4.659 | -4.7214 | -4.785 | -4.8499 | -4.916 | -4.9835 | -5.0523 | -5.1225 | -5.1942 | -5.2673 | -5.3419 | -5.4181 | -5.4958 | -5.5747
Non-Financial Costs/Benefits
Calculated values
| Category | Description |  | 2027 | 2028 | 2029 | 2030 | 2031 | 2032 | 2033 | 2034 | 2035 | 2036 | 2037 | 2038 | 2039 | 2040 | 2041 | 2042 | 2043 | 2044 | 2045 | 2046 | 2047 | 2048 | 2049 | 2050 | 2051 | 2052 | 2053 | 2054 | 2055 | 2056 | 2057 | 2058 | 2059 | 2060 | 2061 | 2062 | 2063 | 2064 | 2065 | 2066 | 2067 | 2068 | 2069 | 2070 | 2071 | 2072 | 2073 | 2074 | 2075 | 2076
Non-financial benefits/costs - values | Environmental | Leakage | £m | -20.9147 | -21.5327 | -22.0867 | -22.6517 | -23.3056 | -23.9727 | -23.8661 | -23.8109 | -23.7273 | -23.5411 | -23.399 | -24.0376 | -24.6892 | -25.4282 | -26.1075 | -26.8008 | -27.5082 | -28.308 | -29.046 | -29.879 | -30.649 | -31.5167 | -32.4031 | -33.3084 | -34.214 | -35.1436 | -36.1019 | -37.0782 | -38.0741 | -39.0914 | -40.1327 | -41.1973 | -42.285 | -43.3971 | -44.5344 | -45.6977 | -46.8873 | -48.1042 | -49.3491 | -50.6229 | -51.9264 | -53.2604 | -54.6258 | -56.0236 | -57.4547 | -58.9201 | -60.4208 | -61.9579 | -63.5326 | -65.1396
| Environmental |  | £m
| Environmental |  | £m
| Safety | Fatality risk | £m | -0.78485 | -0.80747 | -0.83088 | -0.85508 | -0.88012 | -0.90602 | -0.93137 | -0.95476 | -0.97436 | -0.98816 | -0.99389 | -1.0239 | -1.055 | -1.0871 | -1.1204 | -1.1548 | -1.1904 | -1.2273 | -1.2655 | -1.305 | -1.3459 | -1.3882 | -1.432 | -1.4774 | -1.5244 | -1.573 | -1.6234 | -1.6755 | -1.7295 | -1.7855 | -1.8434 | -1.9033 | -1.9654 | -2.0298 | -2.0964 | -2.1653 | -2.2368 | -2.3108 | -2.3875 | -2.4669 | -2.5491 | -2.6343 | -2.7226 | -2.814 | -2.9088 | -3.0069 | -3.1086 | -3.2139 | -3.323 | -3.4359
| Safety | Non-Fatality risk | £m | -0.011731 | -0.012069 | -0.012419 | -0.012781 | -0.013155 | -0.013542 | -0.013921 | -0.01427 | -0.014563 | -0.01477 | -0.014855 | -0.015304 | -0.015768 | -0.016249 | -0.016746 | -0.01726 | -0.017793 | -0.018344 | -0.018914 | -0.019505 | -0.020116 | -0.020749 | -0.021404 | -0.022082 | -0.022785 | -0.023512 | -0.024264 | -0.025044 | -0.025851 | -0.026687 | -0.027552 | -0.028449 | -0.029377 | -0.030338 | -0.031334 | -0.032365 | -0.033433 | -0.034539 | -0.035685 | -0.036872 | -0.038101 | -0.039375 | -0.040694 | -0.04206 | -0.043476 | -0.044943 | -0.046463 | -0.048037 | -0.049668 | -0.051355
| Safety |  | £m
| Safety |  | £m
| Financial | NGN VF Financial Risk | £m | -10.7269 | -10.9194 | -11.1183 | -11.3236 | -11.5357 | -11.7548 | -11.7169 | -11.6702 | -11.6143 | -11.5486 | -11.4724 | -11.6927 | -11.9204 | -12.1558 | -12.399 | -12.6504 | -12.9103 | -13.179 | -13.4568 | -13.744 | -14.041 | -14.3481 | -14.6656 | -14.9941 | -15.3338 | -15.6852 | -16.0487 | -16.4247 | -16.8137 | -17.2161 | -17.6325 | -18.0634 | -18.5092 | -18.9705 | -19.448 | -19.9421 | -20.4535 | -20.9828 | -21.5306 | -22.0977 | -22.6848 | -23.2925 | -23.9216 | -24.5729 | -25.2473 | -25.9455 | -26.6684 | -27.417 | -28.1922 | -28.9892
| Financial | NGN VF Customer Risk | £m | -0.55719 | -0.5625 | -0.56796 | -0.57357 | -0.57934 | -0.58529 | -0.5886 | -0.58978 | -0.58865 | -0.58498 | -0.57855 | -0.58441 | -0.59045 | -0.59666 | -0.60306 | -0.60964 | -0.61643 | -0.62341 | -0.63061 | -0.63802 | -0.64566 | -0.65353 | -0.66164 | -0.67001 | -0.67863 | -0.68752 | -0.69669 | -0.70615 | -0.71591 | -0.72597 | -0.73636 | -0.74707 | -0.75813 | -0.76955 | -0.78133 | -0.7935 | -0.80606 | -0.81903 | -0.83243 | -0.84626 | -0.86055 | -0.87532 | -0.89057 | -0.90633 | -0.92261 | -0.93944 | -0.95683 | -0.97481 | -0.99339 | -1.0123
| Financial | NGN VF Compliance Risk | £m | -0.12727 | -0.13094 | -0.13473 | -0.13866 | -0.14272 | -0.14692 | -0.15103 | -0.15482 | -0.158 | -0.16023 | -0.16116 | -0.16603 | -0.17107 | -0.17628 | -0.18167 | -0.18725 | -0.19303 | -0.19901 | -0.2052 | -0.2116 | -0.21823 | -0.2251 | -0.2322 | -0.23956 | -0.24718 | -0.25507 | -0.26323 | -0.27169 | -0.28044 | -0.28951 | -0.2989 | -0.30862 | -0.31869 | -0.32912 | -0.33992 | -0.35111 | -0.36269 | -0.37469 | -0.38712 | -0.4 | -0.41333 | -0.42715 | -0.44146 | -0.45629 | -0.47164 | -0.48756 | -0.50404 | -0.52112 | -0.53881 | -0.55711
| Other |  | £m
| Other |  | £m
Inputs
| Category | Description |  | 2027 | 2028 | 2029 | 2030 | 2031 | 2032 | 2033 | 2034 | 2035 | 2036 | 2037 | 2038 | 2039 | 2040 | 2041 | 2042 | 2043 | 2044 | 2045 | 2046 | 2047 | 2048 | 2049 | 2050 | 2051 | 2052 | 2053 | 2054 | 2055 | 2056 | 2057 | 2058 | 2059 | 2060 | 2061 | 2062 | 2063 | 2064 | 2065 | 2066 | 2067 | 2068 | 2069 | 2070 | 2071 | 2072 | 2073 | 2074 | 2075 | 2076
Non-financial benefits/costs - inputs | Environmental | Leakage | GWh | 51.358 | 51.9509 | 52.5528 | 53.1636 | 53.7838 | 54.4134 | 53.4678 | 52.492 | 51.4853 | 50.4467 | 49.3754 | 49.9592 | 50.5521 | 51.1545 | 51.7664 | 52.3883 | 53.0202 | 53.6624 | 54.3153 | 54.9789 | 55.6537 | 56.3399 | 57.0377 | 57.7475 | 58.4695 | 59.2041 | 59.9517 | 60.7124 | 61.4867 | 62.275 | 63.0775 | 63.8948 | 64.7271 | 65.5748 | 66.4385 | 67.3184 | 68.2152 | 69.1291 | 70.0608 | 71.0107 | 71.9792 | 72.967 | 73.9746 | 75.0025 | 76.0514 | 77.1217 | 78.2142 | 79.3295 | 80.4682 | 81.6233
Environmental
Environmental
| Safety | Fatality risk |  | 0.035035 | 0.036046 | 0.03709 | 0.038171 | 0.039288 | 0.040444 | 0.041576 | 0.04262 | 0.043495 | 0.044111 | 0.044367 | 0.045707 | 0.047093 | 0.048528 | 0.050013 | 0.051549 | 0.05314 | 0.054786 | 0.05649 | 0.058253 | 0.060079 | 0.061969 | 0.063926 | 0.065951 | 0.068049 | 0.07022 | 0.072468 | 0.074796 | 0.077207 | 0.079703 | 0.082288 | 0.084965 | 0.087737 | 0.090608 | 0.093581 | 0.096661 | 0.099851 | 0.10315 | 0.10658 | 0.11012 | 0.11379 | 0.1176 | 0.12154 | 0.12562 | 0.12985 | 0.13423 | 0.13877 | 0.14347 | 0.14834 | 0.15338
| Safety | Non-Fatality risk |  | 0.077857 | 0.080101 | 0.082423 | 0.084824 | 0.087307 | 0.089877 | 0.092392 | 0.094712 | 0.096656 | 0.098025 | 0.098594 | 0.10157 | 0.10465 | 0.10784 | 0.11114 | 0.11455 | 0.11809 | 0.12175 | 0.12553 | 0.12945 | 0.13351 | 0.13771 | 0.14206 | 0.14656 | 0.15122 | 0.15604 | 0.16104 | 0.16621 | 0.17157 | 0.17712 | 0.18286 | 0.18881 | 0.19497 | 0.20135 | 0.20796 | 0.2148 | 0.22189 | 0.22923 | 0.23684 | 0.24471 | 0.25287 | 0.26133 | 0.27008 | 0.27915 | 0.28855 | 0.29828 | 0.30837 | 0.31882 | 0.32964 | 0.34084
Safety
Safety
Other
Other
Other
Other
Other
Alternative carbon calculations |  |  |  | 2027 | 2028 | 2029 | 2030 | 2031 | 2032 | 2033 | 2034 | 2035 | 2036 | 2037 | 2038 | 2039 | 2040 | 2041 | 2042 | 2043 | 2044 | 2045 | 2046 | 2047 | 2048 | 2049 | 2050 | 2051 | 2052 | 2053 | 2054 | 2055 | 2056 | 2057 | 2058 | 2059 | 2060 | 2061 | 2062 | 2063 | 2064 | 2065 | 2066 | 2067 | 2068 | 2069 | 2070 | 2071 | 2072 | 2073 | 2074 | 2075 | 2076
Environmental costs - low CO2 cost | Environmental | Leakage | £m | -10.4739 | -10.7562 | -11.0465 | -11.3451 | -11.6522 | -11.9681 | -11.9392 | -11.8998 | -11.8494 | -11.7871 | -11.7125 | -12.0315 | -12.3596 | -12.6974 | -13.042 | -13.3967 | -13.7616 | -14.1372 | -14.5239 | -14.9219 | -15.3316 | -15.7534 | -16.1878 | -16.635 | -17.0847 | -17.5461 | -18.0185 | -18.5012 | -18.9941 | -19.4975 | -20.0124 | -20.5387 | -21.0767 | -21.6267 | -22.1891 | -22.7643 | -23.3525 | -23.9543 | -24.5698 | -25.1996 | -25.8441 | -26.5036 | -27.1787 | -27.8697 | -28.5772 | -29.3017 | -30.0436 | -30.8034 | -31.5818 | -32.3762
| Environmental |  | £m
| Environmental |  | £m
Environmental costs - high CO2 cost | Environmental | Leakage | £m | -31.4218 | -32.2686 | -33.1395 | -34.0352 | -34.9566 | -35.9044 | -35.8177 | -35.6995 | -35.5481 | -35.3614 | -35.1375 | -36.0944 | -37.0789 | -38.0921 | -39.126 | -40.19 | -41.2849 | -42.4117 | -43.5716 | -44.7656 | -45.9947 | -47.2602 | -48.5633 | -49.9051 | -51.254 | -52.6383 | -54.0554 | -55.5037 | -56.9824 | -58.4924 | -60.0371 | -61.6161 | -63.2301 | -64.8801 | -66.5673 | -68.2929 | -70.0576 | -71.8628 | -73.7095 | -75.5989 | -77.5323 | -79.5109 | -81.5361 | -83.6092 | -85.7317 | -87.905 | -90.1307 | -92.4102 | -94.7454 | -97.1285
| Environmental |  | £m
| Environmental |  | £m
Net Present Values
Discount factors and summary
|  |  |  | 2027 | 2028 | 2029 | 2030 | 2031 | 2032 | 2033 | 2034 | 2035 | 2036 | 2037 | 2038 | 2039 | 2040 | 2041 | 2042 | 2043 | 2044 | 2045 | 2046 | 2047 | 2048 | 2049 | 2050 | 2051 | 2052 | 2053 | 2054 | 2055 | 2056 | 2057 | 2058 | 2059 | 2060 | 2061 | 2062 | 2063 | 2064 | 2065 | 2066 | 2067 | 2068 | 2069 | 2070 | 2071 | 2072 | 2073 | 2074 | 2075 | 2076
Discount factors | Discount factor (Non-Safety) | =1/[(1+SRTP)^n] | % | 100% | 96.62% | 93.35% | 90.19% | 87.14% | 84.2% | 81.35% | 78.6% | 75.94% | 73.37% | 70.89% | 68.49% | 66.18% | 63.94% | 61.78% | 59.69% | 57.67% | 55.72% | 53.84% | 52.02% | 50.26% | 48.56% | 46.92% | 45.33% | 43.8% | 42.31% | 40.88% | 39.5% | 38.17% | 36.87% | 35.63% | 34.59% | 33.58% | 32.6% | 31.65% | 30.73% | 29.84% | 28.97% | 28.12% | 27.31% | 26.51% | 25.74% | 24.99% | 24.26% | 23.55% | 22.87% | 22.2% | 21.56% | 20.93% | 20.32%
| Discount factor (Safety) | =1/[(1+HDR)^n] | % | 100% | 98.52% | 97.07% | 95.63% | 94.22% | 92.83% | 91.45% | 90.1% | 88.77% | 87.46% | 86.17% | 84.89% | 83.64% | 82.4% | 81.18% | 79.99% | 78.8% | 77.64% | 76.49% | 75.36% | 74.25% | 73.15% | 72.07% | 71% | 69.95% | 68.92% | 67.9% | 66.9% | 65.91% | 64.94% | 63.98% | 63.16% | 62.36% | 61.57% | 60.79% | 60.02% | 59.25% | 58.5% | 57.76% | 57.03% | 56.3% | 55.59% | 54.88% | 54.18% | 53.5% | 52.82% | 52.15% | 51.48% | 50.83% | 50.19%
Summary of discounted costs/benefits | Capex |  | £m | 0 | 0 | 0 | 0 | 0 | -0.17531 | -1.4458 | -2.6215 | -3.7103 | -4.7162 | -5.4779 | -4.8402 | -4.2504 | -3.7057 | -3.2032 | -2.7405 | -2.315 | -1.9246 | -1.5668 | -1.2398 | -0.94149 | -0.67006 | -0.42376 | -0.20092 | -1.9262e-16 | -1.861e-16 | -1.7981e-16 | -1.7373e-16 | -1.6786e-16 | -1.6218e-16 | -1.5669e-16 | -1.5213e-16 | -1.477e-16 | -1.434e-16 | -1.3922e-16 | -1.3517e-16 | -1.3123e-16 | -1.2741e-16 | -1.237e-16 | -1.2009e-16 | -1.166e-16 | -1.132e-16 | -1.099e-16 | -1.067e-16 | -1.0359e-16 | -1.0058e-16 | -9.7647e-17 | -9.4803e-17 | -9.2041e-17 | -8.9361e-17
| Opex |  | £m | 0 | 0 | 0 | 0 | 0 | 0 | 0 | 0 | 0 | 0 | 0 | 0 | 0 | 0 | 0 | 0 | 0 | 0 | 0 | 0 | 0 | 0 | 0 | 0 | 0 | 0 | 0 | 0 | 0 | 0 | 0 | 0 | 0 | 0 | 0 | 0 | 0 | 0 | 0 | 0 | 0 | 0 | 0 | 0 | 0 | 0 | 0 | 0 | 0 | 0
| Pass Through Costs |  | £m | -3.5077 | -3.4282 | -3.3506 | -3.2749 | -3.2011 | -3.1291 | -2.9707 | -2.8179 | -2.6704 | -2.528 | -2.3907 | -2.3371 | -2.2849 | -2.2339 | -2.1842 | -2.1357 | -2.0884 | -2.0422 | -1.9971 | -1.9532 | -1.9103 | -1.8684 | -1.8276 | -1.7878 | -1.7489 | -1.711 | -1.674 | -1.6379 | -1.6027 | -1.5684 | -1.5349 | -1.5095 | -1.4846 | -1.4602 | -1.4364 | -1.413 | -1.3901 | -1.3677 | -1.3458 | -1.3243 | -1.3033 | -1.2827 | -1.2625 | -1.2428 | -1.2234 | -1.2045 | -1.186 | -1.1679 | -1.1501 | -1.1327
| Environmental - central CO2 cost |  | £m | -20.9147 | -20.8045 | -20.6182 | -20.4305 | -20.3095 | -20.1844 | -19.4151 | -18.7152 | -18.0188 | -17.2728 | -16.588 | -16.4645 | -16.3389 | -16.2589 | -16.1288 | -15.9971 | -15.8642 | -15.7734 | -15.6372 | -15.5417 | -15.4031 | -15.3036 | -15.2019 | -15.0982 | -14.9842 | -14.8709 | -14.7598 | -14.6464 | -14.5312 | -14.4149 | -14.2984 | -14.2502 | -14.2004 | -14.1494 | -14.0973 | -14.0442 | -13.9901 | -13.9352 | -13.8794 | -13.823 | -13.7659 | -13.7083 | -13.6503 | -13.5918 | -13.533 | -13.4739 | -13.4147 | -13.3553 | -13.2958 | -13.2351
| Environmental - low CO2 cost |  | £m | -10.4739 | -10.3925 | -10.312 | -10.2326 | -10.1542 | -10.0768 | -9.7126 | -9.3532 | -8.9985 | -8.6486 | -8.3032 | -8.2409 | -8.1794 | -8.1188 | -8.0571 | -7.9963 | -7.9364 | -7.8773 | -7.8191 | -7.7617 | -7.7051 | -7.6494 | -7.5945 | -7.5404 | -7.4824 | -7.4246 | -7.3666 | -7.3082 | -7.2492 | -7.1897 | -7.13 | -7.1044 | -7.0781 | -7.0513 | -7.0239 | -6.9961 | -6.9679 | -6.9392 | -6.9103 | -6.881 | -6.8514 | -6.8216 | -6.7916 | -6.7614 | -6.7311 | -6.7008 | -6.6703 | -6.6398 | -6.6093 | -6.5782
| Environmental - high CO2 cost |  | £m | -31.4218 | -31.1774 | -30.9361 | -30.6978 | -30.4626 | -30.2305 | -29.1377 | -28.0595 | -26.9956 | -25.9458 | -24.9097 | -24.7227 | -24.5382 | -24.3563 | -24.1714 | -23.989 | -23.8092 | -23.632 | -23.4573 | -23.2851 | -23.1154 | -22.9482 | -22.7835 | -22.6213 | -22.4471 | -22.2737 | -22.0999 | -21.9246 | -21.7476 | -21.569 | -21.3899 | -21.3131 | -21.2343 | -21.1538 | -21.0718 | -20.9884 | -20.9036 | -20.8177 | -20.7308 | -20.6429 | -20.5542 | -20.4648 | -20.3748 | -20.2843 | -20.1934 | -20.1023 | -20.0109 | -19.9194 | -19.8279 | -19.7346
| Safety |  | £m | -0.79658 | -0.80743 | -0.81856 | -0.82995 | -0.84163 | -0.85359 | -0.86451 | -0.87312 | -0.87788 | -0.87715 | -0.86921 | -0.88222 | -0.89555 | -0.90919 | -0.92316 | -0.93746 | -0.9521 | -0.96709 | -0.98243 | -0.99813 | -1.0142 | -1.0306 | -1.0475 | -1.0647 | -1.0823 | -1.1003 | -1.1188 | -1.1377 | -1.157 | -1.1767 | -1.1969 | -1.2202 | -1.244 | -1.2684 | -1.2934 | -1.319 | -1.3452 | -1.3721 | -1.3996 | -1.4278 | -1.4567 | -1.4862 | -1.5165 | -1.5476 | -1.5793 | -1.6119 | -1.6452 | -1.6794 | -1.7144 | -1.7501
| Financial |  | £m | -11.4114 | -11.2202 | -11.035 | -10.8557 | -10.682 | -10.5138 | -10.1334 | -9.7579 | -9.3871 | -9.0203 | -8.6574 | -8.5229 | -8.3927 | -8.2667 | -8.1447 | -8.0266 | -7.9123 | -7.8016 | -7.6946 | -7.5909 | -7.4907 | -7.3936 | -7.2997 | -7.2089 | -7.121 | -7.036 | -6.9538 | -6.8742 | -6.7973 | -6.7229 | -6.6509 | -6.6133 | -6.5775 | -6.5435 | -6.5112 | -6.4806 | -6.4516 | -6.4242 | -6.3985 | -6.3743 | -6.3516 | -6.3303 | -6.3105 | -6.2922 | -6.2752 | -6.2596 | -6.2453 | -6.2323 | -6.2206 | -6.2089
| Other |  | £m | 0 | 0 | 0 | 0 | 0 | 0 | 0 | 0 | 0 | 0 | 0 | 0 | 0 | 0 | 0 | 0 | 0 | 0 | 0 | 0 | 0 | 0 | 0 | 0 | 0 | 0 | 0 | 0 | 0 | 0 | 0 | 0 | 0 | 0 | 0 | 0 | 0 | 0 | 0 | 0 | 0 | 0 | 0 | 0 | 0 | 0 | 0 | 0 | 0 | 0
Annual Total | Total - central carbon cost |  | £m | -36.6304 | -36.2603 | -35.8224 | -35.391 | -35.0342 | -34.8561 | -34.8294 | -34.7856 | -34.6644 | -34.4146 | -33.9832 | -33.0469 | -32.1625 | -31.3743 | -30.584 | -29.8373 | -29.1319 | -28.5088 | -27.8782 | -27.3238 | -26.7598 | -26.2664 | -25.8005 | -25.3605 | -24.9365 | -24.7183 | -24.5064 | -24.2962 | -24.0881 | -23.8829 | -23.6812 | -23.5932 | -23.5065 | -23.4215 | -23.3383 | -23.2568 | -23.1771 | -23.0992 | -23.0233 | -22.9493 | -22.8774 | -22.8076 | -22.7398 | -22.6743 | -22.611 | -22.5499 | -22.4912 | -22.4349 | -22.381 | -22.3268
| Total - low carbon cost |  | £m | -26.1895 | -25.8482 | -25.5162 | -25.1931 | -24.8789 | -24.7485 | -25.1269 | -25.4236 | -25.6442 | -25.7903 | -25.6984 | -24.8233 | -24.003 | -23.2342 | -22.5124 | -21.8366 | -21.2042 | -20.6128 | -20.06 | -19.5437 | -19.0618 | -18.6122 | -18.1931 | -17.8027 | -17.4346 | -17.2719 | -17.1132 | -16.958 | -16.8062 | -16.6577 | -16.5127 | -16.4473 | -16.3842 | -16.3234 | -16.2649 | -16.2087 | -16.1548 | -16.1033 | -16.0541 | -16.0073 | -15.9629 | -15.9208 | -15.8812 | -15.8439 | -15.8091 | -15.7768 | -15.7468 | -15.7194 | -15.6944 | -15.6699
| Total - high carbon cost |  | £m | -47.1374 | -46.6331 | -46.1402 | -45.6584 | -45.1873 | -44.9022 | -44.5521 | -44.1299 | -43.6412 | -43.0875 | -42.3048 | -41.3051 | -40.3618 | -39.4717 | -38.6266 | -37.8292 | -37.077 | -36.3674 | -35.6982 | -35.0671 | -34.472 | -33.911 | -33.3821 | -32.8836 | -32.3993 | -32.1211 | -31.8465 | -31.5744 | -31.3046 | -31.037 | -30.7727 | -30.6561 | -30.5405 | -30.4259 | -30.3127 | -30.2009 | -30.0906 | -29.9818 | -29.8746 | -29.7692 | -29.6657 | -29.564 | -29.4644 | -29.3668 | -29.2714 | -29.1783 | -29.0874 | -28.999 | -28.9131 | -28.8263
Net Present Value | NPV - central carbon cost |  | £m | -36.6304 | -72.8906 | -108.713 | -144.1041 | -179.1383 | -213.9944 | -248.8238 | -283.6094 | -318.2738 | -352.6884 | -386.6716 | -419.7185 | -451.8809 | -483.2553 | -513.8393 | -543.6766 | -572.8085 | -601.3173 | -629.1955 | -656.5193 | -683.279 | -709.5454 | -735.3459 | -760.7065 | -785.643 | -810.3612 | -834.8676 | -859.1638 | -883.2519 | -907.1348 | -930.816 | -954.4092 | -977.9157 | -1001.3372 | -1024.6755 | -1047.9323 | -1071.1093 | -1094.2086 | -1117.2318 | -1140.1812 | -1163.0586 | -1185.8661 | -1208.606 | -1231.2803 | -1253.8913 | -1276.4412 | -1298.9324 | -1321.3673 | -1343.7483 | -1366.075
| NPV - low carbon cost |  | £m | -26.1895 | -52.0378 | -77.554 | -102.7471 | -127.626 | -152.3746 | -177.5015 | -202.9251 | -228.5693 | -254.3596 | -280.058 | -304.8813 | -328.8843 | -352.1184 | -374.6308 | -396.4674 | -417.6715 | -438.2843 | -458.3444 | -477.8881 | -496.9498 | -515.562 | -533.7551 | -551.5578 | -568.9924 | -586.2644 | -603.3776 | -620.3356 | -637.1418 | -653.7994 | -670.3122 | -686.7595 | -703.1437 | -719.4671 | -735.732 | -751.9407 | -768.0955 | -784.1988 | -800.2529 | -816.2602 | -832.2231 | -848.1439 | -864.0251 | -879.869 | -895.6782 | -911.4549 | -927.2018 | -942.9212 | -958.6156 | -974.2855
| NPV - high carbon cost |  | £m | -47.1374 | -93.7705 | -139.9108 | -185.5691 | -230.7564 | -275.6587 | -320.2107 | -364.3407 | -407.9819 | -451.0694 | -493.3742 | -534.6793 | -575.0411 | -614.5128 | -653.1394 | -690.9686 | -728.0456 | -764.4131 | -800.1113 | -835.1784 | -869.6504 | -903.5613 | -936.9434 | -969.827 | -1002.2263 | -1034.3474 | -1066.1939 | -1097.7683 | -1129.0729 | -1160.1099 | -1190.8825 | -1221.5386 | -1252.079 | -1282.505 | -1312.8177 | -1343.0187 | -1373.1092 | -1403.091 | -1432.9656 | -1462.7348 | -1492.4005 | -1521.9645 | -1551.4288 | -1580.7957 | -1610.0671 | -1639.2453 | -1668.3328 | -1697.3318 | -1726.2448 | -1755.0712
Comparison to baseline
|  |  |  | 2027 | 2028 | 2029 | 2030 | 2031 | 2032 | 2033 | 2034 | 2035 | 2036 | 2037 | 2038 | 2039 | 2040 | 2041 | 2042 | 2043 | 2044 | 2045 | 2046 | 2047 | 2048 | 2049 | 2050 | 2051 | 2052 | 2053 | 2054 | 2055 | 2056 | 2057 | 2058 | 2059 | 2060 | 2061 | 2062 | 2063 | 2064 | 2065 | 2066 | 2067 | 2068 | 2069 | 2070 | 2071 | 2072 | 2073 | 2074 | 2075 | 2076
Summary of discounted costs/benefits | Capex |  | £m | 0 | 0 | 0 | 0 | 0 | -0.17531 | -1.4458 | -2.6215 | -3.7103 | -4.7162 | -5.4779 | -4.8402 | -4.2504 | -3.7057 | -3.2032 | -2.7405 | -2.315 | -1.9246 | -1.5668 | -1.2398 | -0.94149 | -0.67006 | -0.42376 | -0.20092 | -1.9262e-16 | -1.861e-16 | -1.7981e-16 | -1.7373e-16 | -1.6786e-16 | -1.6218e-16 | -1.5669e-16 | -1.5213e-16 | -1.477e-16 | -1.434e-16 | -1.3922e-16 | -1.3517e-16 | -1.3123e-16 | -1.2741e-16 | -1.237e-16 | -1.2009e-16 | -1.166e-16 | -1.132e-16 | -1.099e-16 | -1.067e-16 | -1.0359e-16 | -1.0058e-16 | -9.7647e-17 | -9.4803e-17 | -9.2041e-17 | -8.9361e-17
| Opex |  | £m | 0 | 0 | 0 | 0 | 0 | 0 | 0 | 0 | 0 | 0 | 0 | 0 | 0 | 0 | 0 | 0 | 0 | 0 | 0 | 0 | 0 | 0 | 0 | 0 | 0 | 0 | 0 | 0 | 0 | 0 | 0 | 0 | 0 | 0 | 0 | 0 | 0 | 0 | 0 | 0 | 0 | 0 | 0 | 0 | 0 | 0 | 0 | 0 | 0 | 0
| Pass Through Costs |  | £m | 0 | 0 | 0 | 0 | 0 | 0 | 0.088057 | 0.17231 | 0.2529 | 0.32995 | 0.40361 | 0.39498 | 0.38657 | 0.37836 | 0.37035 | 0.36253 | 0.35491 | 0.34747 | 0.34021 | 0.33312 | 0.32621 | 0.31946 | 0.31288 | 0.30646 | 0.3002 | 0.29409 | 0.28812 | 0.2823 | 0.27663 | 0.27109 | 0.26568 | 0.26168 | 0.25775 | 0.25391 | 0.25016 | 0.24648 | 0.24288 | 0.23936 | 0.23591 | 0.23254 | 0.22924 | 0.22601 | 0.22285 | 0.21976 | 0.21674 | 0.21378 | 0.21089 | 0.20807 | 0.2053 | 0.20258
| Environmental - central CO2 cost |  | £m | 0 | 0 | 0 | 0 | 0 | 0 | 0.5755 | 1.1444 | 1.7065 | 2.2544 | 2.8005 | 2.7826 | 2.7643 | 2.7538 | 2.7348 | 2.7155 | 2.696 | 2.6838 | 2.6638 | 2.6507 | 2.6303 | 2.6166 | 2.6025 | 2.5881 | 2.572 | 2.556 | 2.5404 | 2.5243 | 2.508 | 2.4916 | 2.475 | 2.4704 | 2.4655 | 2.4604 | 2.4552 | 2.4498 | 2.4443 | 2.4387 | 2.433 | 2.4272 | 2.4213 | 2.4154 | 2.4095 | 2.4035 | 2.3974 | 2.3914 | 2.3854 | 2.3793 | 2.3733 | 2.3671
| Environmental - low CO2 cost |  | £m | 0 | 0 | 0 | 0 | 0 | 0 | 0.2879 | 0.57194 | 0.85221 | 1.1288 | 1.4018 | 1.3927 | 1.3838 | 1.3751 | 1.3662 | 1.3574 | 1.3488 | 1.3403 | 1.332 | 1.3238 | 1.3158 | 1.3079 | 1.3002 | 1.2926 | 1.2843 | 1.2761 | 1.2679 | 1.2596 | 1.2512 | 1.2427 | 1.2342 | 1.2316 | 1.2289 | 1.2261 | 1.2233 | 1.2204 | 1.2174 | 1.2144 | 1.2113 | 1.2082 | 1.2051 | 1.202 | 1.1988 | 1.1956 | 1.1925 | 1.1893 | 1.1861 | 1.1829 | 1.1798 | 1.1765
| Environmental - high CO2 cost |  | £m | 0 | 0 | 0 | 0 | 0 | 0 | 0.8637 | 1.7158 | 2.5566 | 3.3864 | 4.2054 | 4.1782 | 4.1515 | 4.1252 | 4.0985 | 4.0721 | 4.0463 | 4.0209 | 3.9959 | 3.9714 | 3.9473 | 3.9237 | 3.9005 | 3.8778 | 3.853 | 3.8284 | 3.8037 | 3.7788 | 3.7536 | 3.7281 | 3.7026 | 3.6948 | 3.6867 | 3.6783 | 3.6698 | 3.6611 | 3.6522 | 3.6432 | 3.634 | 3.6247 | 3.6153 | 3.6059 | 3.5964 | 3.5869 | 3.5774 | 3.5678 | 3.5583 | 3.5488 | 3.5393 | 3.5295
| Safety |  | £m | 0 | 0 | 0 | 0 | 0 | 0 | 0.0013298 | 0.0052706 | 0.013366 | 0.027256 | 0.048682 | 0.049469 | 0.050274 | 0.051097 | 0.051938 | 0.052798 | 0.053676 | 0.054574 | 0.055492 | 0.05643 | 0.057389 | 0.058369 | 0.05937 | 0.060394 | 0.06144 | 0.062509 | 0.063602 | 0.064719 | 0.06586 | 0.067026 | 0.068219 | 0.069584 | 0.070981 | 0.072412 | 0.073876 | 0.075376 | 0.076911 | 0.078482 | 0.080091 | 0.081737 | 0.083423 | 0.085149 | 0.086916 | 0.088725 | 0.090577 | 0.092473 | 0.094414 | 0.096401 | 0.098435 | 0.10051
| Financial |  |  | 0 | 0 | 0 | 0 | 0 | 0 | 0.21749 | 0.43518 | 0.65332 | 0.87214 | 1.0919 | 1.0877 | 1.0836 | 1.0797 | 1.0759 | 1.0722 | 1.0686 | 1.0651 | 1.0617 | 1.0585 | 1.0553 | 1.0522 | 1.0493 | 1.0464 | 1.0436 | 1.0409 | 1.0384 | 1.0359 | 1.0335 | 1.0311 | 1.0289 | 1.0317 | 1.0346 | 1.0376 | 1.0407 | 1.0439 | 1.0472 | 1.0505 | 1.0539 | 1.0574 | 1.061 | 1.0647 | 1.0684 | 1.0723 | 1.0762 | 1.0802 | 1.0843 | 1.0884 | 1.0927 | 1.0969
| Other |  | £m | 0 | 0 | 0 | 0 | 0 | 0 | 0 | 0 | 0 | 0 | 0 | 0 | 0 | 0 | 0 | 0 | 0 | 0 | 0 | 0 | 0 | 0 | 0 | 0 | 0 | 0 | 0 | 0 | 0 | 0 | 0 | 0 | 0 | 0 | 0 | 0 | 0 | 0 | 0 | 0 | 0 | 0 | 0 | 0 | 0 | 0 | 0 | 0 | 0 | 0
Annual Total | Total - central carbon cost |  | £m | 0 | 0 | 0 | 0 | 0 | -0.17531 | -0.56338 | -0.86434 | -1.0843 | -1.2324 | -1.1333 | -0.52549 | 0.03439 | 0.55729 | 1.0297 | 1.4625 | 1.8582 | 2.2263 | 2.5544 | 2.8589 | 3.1277 | 3.3766 | 3.6003 | 3.8005 | 3.9773 | 3.9535 | 3.9304 | 3.9072 | 3.884 | 3.8608 | 3.8378 | 3.8333 | 3.8288 | 3.8244 | 3.8199 | 3.8156 | 3.8113 | 3.807 | 3.8029 | 3.7989 | 3.795 | 3.7913 | 3.7877 | 3.7842 | 3.7809 | 3.7779 | 3.7749 | 3.7722 | 3.7698 | 3.7671
| Total - low carbon cost |  | £m | 0 | 0 | 0 | 0 | 0 | -0.17531 | -0.85098 | -1.4368 | -1.9385 | -2.3581 | -2.532 | -1.9153 | -1.3461 | -0.82141 | -0.33888 | 0.10441 | 0.51089 | 0.88288 | 1.2226 | 1.532 | 1.8132 | 2.0679 | 2.2979 | 2.5049 | 2.6896 | 2.6737 | 2.658 | 2.6425 | 2.6271 | 2.6119 | 2.597 | 2.5946 | 2.5923 | 2.5901 | 2.588 | 2.5861 | 2.5844 | 2.5827 | 2.5813 | 2.5799 | 2.5788 | 2.5778 | 2.577 | 2.5764 | 2.576 | 2.5757 | 2.5757 | 2.5758 | 2.5762 | 2.5765
| Total - high carbon cost |  | £m | 0 | 0 | 0 | 0 | 0 | -0.17531 | -0.27518 | -0.29293 | -0.23411 | -0.10047 | 0.27162 | 0.87018 | 1.4216 | 1.9287 | 2.3934 | 2.8192 | 3.2084 | 3.5635 | 3.8865 | 4.1796 | 4.4447 | 4.6837 | 4.8982 | 5.0901 | 5.2582 | 5.2259 | 5.1938 | 5.1617 | 5.1295 | 5.0973 | 5.0654 | 5.0577 | 5.0501 | 5.0423 | 5.0346 | 5.0269 | 5.0192 | 5.0115 | 5.0039 | 4.9964 | 4.989 | 4.9818 | 4.9746 | 4.9677 | 4.9609 | 4.9543 | 4.9479 | 4.9417 | 4.9357 | 4.9295
Net Present Value | Total - central carbon cost |  | £m | 0 | 0 | 0 | 0 | 0 | -0.17531 | -0.73869 | -1.603 | -2.6873 | -3.9197 | -5.053 | -5.5785 | -5.5441 | -4.9868 | -3.9571 | -2.4946 | -0.63639 | 1.59 | 4.1443 | 7.0032 | 10.131 | 13.5076 | 17.1078 | 20.9083 | 24.8856 | 28.8391 | 32.7695 | 36.6768 | 40.5607 | 44.4215 | 48.2594 | 52.0927 | 55.9216 | 59.7459 | 63.5658 | 67.3814 | 71.1926 | 74.9997 | 78.8026 | 82.6015 | 86.3965 | 90.1878 | 93.9755 | 97.7597 | 101.5406 | 105.3185 | 109.0934 | 112.8657 | 116.6354 | 120.4025
| Total - low carbon cost |  | £m | 0 | 0 | 0 | 0 | 0 | -0.17531 | -1.0263 | -2.4631 | -4.4016 | -6.7597 | -9.2917 | -11.207 | -12.5531 | -13.3745 | -13.7134 | -13.609 | -13.0981 | -12.2152 | -10.9927 | -9.4607 | -7.6475 | -5.5796 | -3.2817 | -0.77678 | 1.9128 | 4.5865 | 7.2444 | 9.8869 | 12.514 | 15.126 | 17.723 | 20.3175 | 22.9098 | 25.4999 | 28.0879 | 30.6741 | 33.2584 | 35.8412 | 38.4224 | 41.0024 | 43.5812 | 46.159 | 48.736 | 51.3124 | 53.8884 | 56.4641 | 59.0398 | 61.6156 | 64.1918 | 66.7683
| Total - high carbon cost |  | £m | 0 | 0 | 0 | 0 | 0 | -0.17531 | -0.45049 | -0.74343 | -0.97754 | -1.078 | -0.80638 | 0.063798 | 1.4854 | 3.4141 | 5.8076 | 8.6267 | 11.8351 | 15.3986 | 19.2851 | 23.4647 | 27.9094 | 32.593 | 37.4913 | 42.5813 | 47.8396 | 53.0655 | 58.2593 | 63.4209 | 68.5504 | 73.6478 | 78.7131 | 83.7709 | 88.8209 | 93.8633 | 98.8978 | 103.9247 | 108.9439 | 113.9554 | 118.9593 | 123.9557 | 128.9447 | 133.9265 | 138.9011 | 143.8688 | 148.8297 | 153.7839 | 158.7318 | 163.6735 | 168.6093 | 173.5387
|  |  |  | 2027 | 2028 | 2029 | 2030 | 2031 | 2032 | 2033 | 2034 | 2035 | 2036 | 2037 | 2038 | 2039 | 2040 | 2041 | 2042 | 2043 | 2044 | 2045 | 2046 | 2047 | 2048 | 2049 | 2050 | 2051 | 2052 | 2053 | 2054 | 2055 | 2056 | 2057 | 2058 | 2059 | 2060 | 2061 | 2062 | 2063 | 2064 | 2065 | 2066 | 2067 | 2068 | 2069 | 2070 | 2071 | 2072 | 2073 | 2074 | 2075 | 2076
| Monetised risk - memo line |  | £m
Note on B10: Ofgem: Enter as year (eg 2027)
Note on C158: Duncan Innes:GT/GD
Note on C161: Duncan Innes: All sectors
Note on C162: Duncan Innes: All sectors
Note on B229: Ofgem: This line records the total monetised risk of the modelled scenario. It acts as a cross-reference between the CBA and NARM BPDTs and should not directly link to any formulas in the CBA analysis above.

## Option_5 Workings
Additional cost/benefit explanations
Please provide a short explanation of any additional cost/benefit lines that have been completed in addition to the pre-populated ones. This should include both a description of the nature of the cost/benefit, and an explanation of how the value was calculated, citing appropriate sources (eg for relevant global warming potentials). If an explanation has been provided within the EJP, then simply provide a reference to the relevant page number.
[7 empty] | RIIO-GD3 |  |  |  |  | Cost per km/service (£m)
[6 empty] | 2026 | 2027 | 2028 | 2029 | 2030 | 2031 | 2027 | 2028 | 2029 | 2030 | 2031
Mains | Tier Other | Steel | Cost | Net | £m | 4.9731 | 7.0648 | 7.4682 | 7.9299 | 8.3992 | 8.8135 | 0.2534 | 0.26787 | 0.28443 | 0.30126 | 0.31612
| Services | Steel >2" | Cost | Net | £m | 0.69654 | 0.69813 | 0.77226 | 0.85506 | 0.93807 | 1.0163 | 0.00047761 | 0.00052833 | 0.00058498 | 0.00064177 | 0.00069529
Mains | Mains | Steel | Number |  | No. | 2026: 32.5; RIIO-GD3 2027: 27.88; RIIO-GD3 2028: 27.88; RIIO-GD3 2029: 27.88; RIIO-GD3 2030: 27.88; RIIO-GD3 2031: 27.88
| Services | Steel >2" | Number |  | No. | 2026: 1687.0565; RIIO-GD3 2027: 1461.6964; RIIO-GD3 2028: 1461.6964; RIIO-GD3 2029: 1461.6964; RIIO-GD3 2030: 1461.6964; RIIO-GD3 2031: 1461.6964
[7 empty] | RIIO-GD3 |  |  |  |  | RIIO-GD4
[6 empty] | 2026 | 2027 | 2028 | 2029 | 2030 | 2031 | 2032 | 2033 | 2034 | 2035 | 2036
Mains | Tier Other | Steel | Cost | Net | £m | 4.9731 | 7.0648 | 7.4682 | 7.9299 | 8.3992 | 8.8135 | 9.8982 | 10.1011 | 10.3236 | 10.5399 | 10.7252
| Services | Steel >2" | Cost | Net | £m | 0.69654 | 0.69813 | 0.77226 | 0.85506 | 0.93807 | 1.0163 | 1.1414 | 1.1648 | 1.1904 | 1.2154 | 1.2368
Mains | Mains | Steel | Number |  | No. | 32.5 | 27.88 | 27.88 | 27.88 | 27.88 | 27.88 | 27.88 | 27.88 | 27.88 | 27.88 | 27.88
| Services | Steel >2" | Number |  | No. | 1687.0565 | 1461.6964 | 1461.6964 | 1461.6964 | 1461.6964 | 1461.6964 | 1461.6964 | 1461.6964 | 1461.6964 | 1461.6964 | 1461.6964
[7 empty] | 2.0933 | 0.47756 | 0.54444 | 0.55235 | 0.49249 | 0.69777 | 0.15919 | 0.18148 | 0.18412 | 0.16416
[7 empty] | 0.36922 | 0.061517 | 0.066069 | 0.062874 | 0.052744 | 0.12307 | 0.020506 | 0.022023 | 0.020958 | 0.017581
NGN VF Financial Risk, NGN VF Customer Risk, NGN VF Compliance Risk populated from our decision support tool outputs as per NGN's Value Framework and consistent with NARM.
Long term cost/benefit assumptions
Please briefly summarise the assumptions you have used to calculate long-term (ie beyond the duration of the RIIO3 price control) costs and other inputs (eg "Opex assumed to increase at 1%/year based on historic trends"). In most cases we would expect these to be the same across the baseline and different options, but where this is not the case additional tabs can be completed as necessary. If detailed descriptions are required (eg to explain assumptions around whole life costs of assets) these should be included as part of the EJP
Capex | Not modelled in beyond RIIO-GD4 as proposals cover RIIO-GD3 only.
Opex | As per NARM modelling assumptions from our Decision Support Tool - see Ofgem CBA Template Assumptions in section 8 of EJP.
Leakage | Modelled as per NARM metholdogy from our decision support tool.
Fatality risk | Modelled as per NARM metholdogy from our decision support tool.
Non-Fatality risk | Modelled as per NARM metholdogy from our decision support tool.
Cost cross-referencing
If there is any explanation required on how the cost data set out in the EJP totals to the lines in the CBA, please provide it here.
Costs in CBA reflected in sections 8 and 9 of EJP.

## Option_6 (hidden)
Summary | [7 empty] | Text Descriptions
[8 empty] | Option Description - this should allow us to quickly recognise the option being assessed (based on descriptions in the EJP and other documents) and distinguish it both from other investment areas and from other options. If appropriate, please provide sitemaps, photos or any other documents that will help with this identification (likely to be relevant for major projects rather than asset classes) | [6 empty] | Stakeholder Support Summary - please provide a synopsis which details the feedback from stakeholder group(s)
Option Name |  |  |  | Date Undertaken:
Scheme Reference ID
Expenditure Type |  |  |  | Authorised By:
Preferred Option (Y/N)
Spend Area (Please include relevant RRP/BPDT Table Reference)
First year of expenditure outflow | 2027
Payback position at year | Central CO2 Cost - PV of costs & benefits (£m) | Central CO2 Cost - NPV relative to baseline (£m) | Low CO2 cost - PV of costs & benefits (£m) | Low CO2 cost - NPV relative to baseline (£m) | High CO2 cost - PV of costs & benefits (£m) | High CO2 cost - NPV relative to baseline (£m)
2035 | 0 | 315.5865 | 0 | 224.1676 | 0 | 407.0044
2040 | 0 | 478.2684 | 0 | 338.7439 | 0 | 617.9269
2045 | 0 | 633.3398 | 0 | 447.3517 | 0 | 819.3964
2050 | 0 | 781.6148 | 0 | 550.781 | 0 | 1012.4083
2060 | 0 | 1061.0832 | 0 | 744.967 | 0 | 1376.3682
2070 | 0 | 1329.04 | 0 | 931.1814 | 0 | 1724.6645
Capitalisation rate | 100% | [6 empty] | Engineering Justification Summary - please provide a synopsis & share the document which articulates the full detailed explanation | [6 empty] | Company View - please provide a synopsis which details your view of how beneficial this option is.
Expenditure Profile - Summary
| 2027 | 2028 | 2029 | 2030 | 2031 | Post RIIO3
| (£m) | (£m) | (£m) | (£m) | (£m) | (£m)
Capitalised costs | 0 | 0 | 0 | 0 | 0 | 0
Non-capitalised costs | 0 | 0 | 0 | 0 | 0 | 0
| Asset Class | Unit | Comments
Output
Financial Costs
Inputs
|  |  |  | RIIO3 |  |  |  |  | RIIO4 |  |  |  |  | RIIO5 |  |  |  |  | RIIO6 |  |  |  |  | RIIO7 |  |  |  |  | RIIO8 |  |  |  |  | RIIO9 |  |  |  |  | RIIO10 |  |  |  |  | RIIO11 |  |  |  |  | RIIO12
|  |  |  | 1 | 2 | 3 | 4 | 5 | 6 | 7 | 8 | 9 | 10 | 11 | 12 | 13 | 14 | 15 | 16 | 17 | 18 | 19 | 20 | 21 | 22 | 23 | 24 | 25 | 26 | 27 | 28 | 29 | 30 | 31 | 32 | 33 | 34 | 35 | 36 | 37 | 38 | 39 | 40 | 41 | 42 | 43 | 44 | 45 | 46 | 47 | 48 | 49 | 50
| Asset Class | Intervention type |  | 2027 | 2028 | 2029 | 2030 | 2031 | 2032 | 2033 | 2034 | 2035 | 2036 | 2037 | 2038 | 2039 | 2040 | 2041 | 2042 | 2043 | 2044 | 2045 | 2046 | 2047 | 2048 | 2049 | 2050 | 2051 | 2052 | 2053 | 2054 | 2055 | 2056 | 2057 | 2058 | 2059 | 2060 | 2061 | 2062 | 2063 | 2064 | 2065 | 2066 | 2067 | 2068 | 2069 | 2070 | 2071 | 2072 | 2073 | 2074 | 2075 | 2076
Capex/Repex |  |  | £m
£m
£m
£m
£m
£m
£m
£m
£m
£m
| Total Capex | (1) | £m | 0 | 0 | 0 | 0 | 0 | 0 | 0 | 0 | 0 | 0 | 0 | 0 | 0 | 0 | 0 | 0 | 0 | 0 | 0 | 0 | 0 | 0 | 0 | 0 | 0 | 0 | 0 | 0 | 0 | 0 | 0 | 0 | 0 | 0 | 0 | 0 | 0 | 0 | 0 | 0 | 0 | 0 | 0 | 0 | 0 | 0 | 0 | 0 | 0 | 0
Associated direct opex |  |  | £m
£m
£m
£m
£m
| Total Opex |  | £m | 0 | 0 | 0 | 0 | 0 | 0 | 0 | 0 | 0 | 0 | 0 | 0 | 0 | 0 | 0 | 0 | 0 | 0 | 0 | 0 | 0 | 0 | 0 | 0 | 0 | 0 | 0 | 0 | 0 | 0 | 0 | 0 | 0 | 0 | 0 | 0 | 0 | 0 | 0 | 0 | 0 | 0 | 0 | 0 | 0 | 0 | 0 | 0 | 0 | 0
Pass through costs | Leakage |  | £m | 0 | 0 | 0 | 0 | 0 | 0 | 0 | 0 | 0 | 0 | 0 | 0 | 0 | 0 | 0 | 0 | 0 | 0 | 0 | 0 | 0 | 0 | 0 | 0 | 0 | 0 | 0 | 0 | 0 | 0 | 0 | 0 | 0 | 0 | 0 | 0 | 0 | 0 | 0 | 0 | 0 | 0 | 0 | 0 | 0 | 0 | 0 | 0 | 0 | 0
£m
| Total Pass Through Costs |  | £m | 0 | 0 | 0 | 0 | 0 | 0 | 0 | 0 | 0 | 0 | 0 | 0 | 0 | 0 | 0 | 0 | 0 | 0 | 0 | 0 | 0 | 0 | 0 | 0 | 0 | 0 | 0 | 0 | 0 | 0 | 0 | 0 | 0 | 0 | 0 | 0 | 0 | 0 | 0 | 0 | 0 | 0 | 0 | 0 | 0 | 0 | 0 | 0 | 0 | 0
Annual cost calculations |  |  |  | 2027 | 2028 | 2029 | 2030 | 2031 | 2032 | 2033 | 2034 | 2035 | 2036 | 2037 | 2038 | 2039 | 2040 | 2041 | 2042 | 2043 | 2044 | 2045 | 2046 | 2047 | 2048 | 2049 | 2050 | 2051 | 2052 | 2053 | 2054 | 2055 | 2056 | 2057 | 2058 | 2059 | 2060 | 2061 | 2062 | 2063 | 2064 | 2065 | 2066 | 2067 | 2068 | 2069 | 2070 | 2071 | 2072 | 2073 | 2074 | 2075 | 2076
| Capitalisation rates | (2) | % | 100% | 100% | 100% | 100% | 100% | 100% | 100% | 100% | 100% | 100% | 100% | 100% | 100% | 100% | 100% | 100% | 100% | 100% | 100% | 100% | 100% | 100% | 100% | 0% | 0% | 0% | 0% | 0% | 0% | 0% | 0% | 0% | 0% | 0% | 0% | 0% | 0% | 0% | 0% | 0% | 0% | 0% | 0% | 0% | 0% | 0% | 0% | 0% | 0% | 0%
| Capitalised investment | (3)=(1)x(2) | £m | 0 | 0 | 0 | 0 | 0 | 0 | 0 | 0 | 0 | 0 | 0 | 0 | 0 | 0 | 0 | 0 | 0 | 0 | 0 | 0 | 0 | 0 | 0 | 0 | 0 | 0 | 0 | 0 | 0 | 0 | 0 | 0 | 0 | 0 | 0 | 0 | 0 | 0 | 0 | 0 | 0 | 0 | 0 | 0 | 0 | 0 | 0 | 0 | 0 | 0
| Investment to be expensed | (4)=(1)-(3) | £m | 0 | 0 | 0 | 0 | 0 | 0 | 0 | 0 | 0 | 0 | 0 | 0 | 0 | 0 | 0 | 0 | 0 | 0 | 0 | 0 | 0 | 0 | 0 | 0 | 0 | 0 | 0 | 0 | 0 | 0 | 0 | 0 | 0 | 0 | 0 | 0 | 0 | 0 | 0 | 0 | 0 | 0 | 0 | 0 | 0 | 0 | 0 | 0 | 0 | 0
| 2027 Depreciation | (5)2027=(3)2027*Dep_ratet | £m |  | 0 | 0 | 0 | 0 | 0 | 0 | 0 | 0 | 0 | 0 | 0 | 0 | 0 | 0 | 0 | 0 | 0 | 0 | 0 | 0 | 0 | 0 | 0 | 0 | 0 | 0 | 0 | 0 | 0 | 0 | 0 | 0 | 0 | 0 | 0 | 0 | 0 | 0 | 0 | 0 | 0 | 0 | 0 | 0 | 0 | 0 | 0 | 0 | 0
| 2028 Depreciation | (5)2028=(3)2028*Dep_ratet | £m |  |  | 0 | 0 | 0 | 0 | 0 | 0 | 0 | 0 | 0 | 0 | 0 | 0 | 0 | 0 | 0 | 0 | 0 | 0 | 0 | 0 | 0 | 0 | 0 | 0 | 0 | 0 | 0 | 0 | 0 | 0 | 0 | 0 | 0 | 0 | 0 | 0 | 0 | 0 | 0 | 0 | 0 | 0 | 0 | 0 | 0 | 0 | 0 | 0
| 2029 Depreciation | (5)2029=(3)2029*Dep_ratet | £m |  |  |  | 0 | 0 | 0 | 0 | 0 | 0 | 0 | 0 | 0 | 0 | 0 | 0 | 0 | 0 | 0 | 0 | 0 | 0 | 0 | 0 | 0 | 0 | 0 | 0 | 0 | 0 | 0 | 0 | 0 | 0 | 0 | 0 | 0 | 0 | 0 | 0 | 0 | 0 | 0 | 0 | 0 | 0 | 0 | 0 | 0 | 0 | 0
| 2030 Depreciation | (5)2030=(3)2030*Dep_ratet | £m |  |  |  |  | 0 | 0 | 0 | 0 | 0 | 0 | 0 | 0 | 0 | 0 | 0 | 0 | 0 | 0 | 0 | 0 | 0 | 0 | 0 | 0 | 0 | 0 | 0 | 0 | 0 | 0 | 0 | 0 | 0 | 0 | 0 | 0 | 0 | 0 | 0 | 0 | 0 | 0 | 0 | 0 | 0 | 0 | 0 | 0 | 0 | 0
| 2031 Depreciation | (5)2031=(3)2031*Dep_ratet | £m | [5 empty] | 0 | 0 | 0 | 0 | 0 | 0 | 0 | 0 | 0 | 0 | 0 | 0 | 0 | 0 | 0 | 0 | 0 | 0 | 0 | 0 | 0 | 0 | 0 | 0 | 0 | 0 | 0 | 0 | 0 | 0 | 0 | 0 | 0 | 0 | 0 | 0 | 0 | 0 | 0 | 0 | 0 | 0 | 0 | 0 | 0
| 2032 Depreciation | (5)2032=(3)2032*Dep_ratet | £m | [6 empty] | 0 | 0 | 0 | 0 | 0 | 0 | 0 | 0 | 0 | 0 | 0 | 0 | 0 | 0 | 0 | 0 | 0 | 0 | 0 | 0 | 0 | 0 | 0 | 0 | 0 | 0 | 0 | 0 | 0 | 0 | 0 | 0 | 0 | 0 | 0 | 0 | 0 | 0 | 0 | 0 | 0 | 0 | 0 | 0
| 2033 Depreciation | (5)2033=(3)2033*Dep_ratet | £m | [7 empty] | 0 | 0 | 0 | 0 | 0 | 0 | 0 | 0 | 0 | 0 | 0 | 0 | 0 | 0 | 0 | 0 | 0 | 0 | 0 | 0 | 0 | 0 | 0 | 0 | 0 | 0 | 0 | 0 | 0 | 0 | 0 | 0 | 0 | 0 | 0 | 0 | 0 | 0 | 0 | 0 | 0 | 0 | 0
| 2034 Depreciation | (5)2034=(3)2034*Dep_ratet | £m | [8 empty] | 0 | 0 | 0 | 0 | 0 | 0 | 0 | 0 | 0 | 0 | 0 | 0 | 0 | 0 | 0 | 0 | 0 | 0 | 0 | 0 | 0 | 0 | 0 | 0 | 0 | 0 | 0 | 0 | 0 | 0 | 0 | 0 | 0 | 0 | 0 | 0 | 0 | 0 | 0 | 0 | 0 | 0
| 2035 Depreciation | (5)2035=(3)2035*Dep_ratet | £m | [9 empty] | 0 | 0 | 0 | 0 | 0 | 0 | 0 | 0 | 0 | 0 | 0 | 0 | 0 | 0 | 0 | 0 | 0 | 0 | 0 | 0 | 0 | 0 | 0 | 0 | 0 | 0 | 0 | 0 | 0 | 0 | 0 | 0 | 0 | 0 | 0 | 0 | 0 | 0 | 0 | 0 | 0
| 2036 Depreciation | (5)2036=(3)2036*Dep_ratet | £m | [10 empty] | 0 | 0 | 0 | 0 | 0 | 0 | 0 | 0 | 0 | 0 | 0 | 0 | 0 | 0 | 0 | 0 | 0 | 0 | 0 | 0 | 0 | 0 | 0 | 0 | 0 | 0 | 0 | 0 | 0 | 0 | 0 | 0 | 0 | 0 | 0 | 0 | 0 | 0 | 0 | 0
| 2037 Depreciation | (5)2037=(3)2037*Dep_ratet | £m | [11 empty] | 0 | 0 | 0 | 0 | 0 | 0 | 0 | 0 | 0 | 0 | 0 | 0 | 0 | 0 | 0 | 0 | 0 | 0 | 0 | 0 | 0 | 0 | 0 | 0 | 0 | 0 | 0 | 0 | 0 | 0 | 0 | 0 | 0 | 0 | 0 | 0 | 0 | 0 | 0
| 2038 Depreciation | (5)2038=(3)2038*Dep_ratet | £m | [12 empty] | 0 | 0 | 0 | 0 | 0 | 0 | 0 | 0 | 0 | 0 | 0 | 0 | 0 | 0 | 0 | 0 | 0 | 0 | 0 | 0 | 0 | 0 | 0 | 0 | 0 | 0 | 0 | 0 | 0 | 0 | 0 | 0 | 0 | 0 | 0 | 0 | 0 | 0
| 2039 Depreciation | (5)2039=(3)2039*Dep_ratet | £m | [13 empty] | 0 | 0 | 0 | 0 | 0 | 0 | 0 | 0 | 0 | 0 | 0 | 0 | 0 | 0 | 0 | 0 | 0 | 0 | 0 | 0 | 0 | 0 | 0 | 0 | 0 | 0 | 0 | 0 | 0 | 0 | 0 | 0 | 0 | 0 | 0 | 0 | 0
| 2040 Depreciation | (5)2040=(3)2040*Dep_ratet | £m | [14 empty] | 0 | 0 | 0 | 0 | 0 | 0 | 0 | 0 | 0 | 0 | 0 | 0 | 0 | 0 | 0 | 0 | 0 | 0 | 0 | 0 | 0 | 0 | 0 | 0 | 0 | 0 | 0 | 0 | 0 | 0 | 0 | 0 | 0 | 0 | 0 | 0
| 2041 Depreciation | (5)2041=(3)2041*Dep_ratet | £m | [15 empty] | 0 | 0 | 0 | 0 | 0 | 0 | 0 | 0 | 0 | 0 | 0 | 0 | 0 | 0 | 0 | 0 | 0 | 0 | 0 | 0 | 0 | 0 | 0 | 0 | 0 | 0 | 0 | 0 | 0 | 0 | 0 | 0 | 0 | 0 | 0
| 2042 Depreciation | (5)2042=(3)2042*Dep_ratet | £m | [16 empty] | 0 | 0 | 0 | 0 | 0 | 0 | 0 | 0 | 0 | 0 | 0 | 0 | 0 | 0 | 0 | 0 | 0 | 0 | 0 | 0 | 0 | 0 | 0 | 0 | 0 | 0 | 0 | 0 | 0 | 0 | 0 | 0 | 0 | 0
| 2043 Depreciation | (5)2043=(3)2043*Dep_ratet | £m | [17 empty] | 0 | 0 | 0 | 0 | 0 | 0 | 0 | 0 | 0 | 0 | 0 | 0 | 0 | 0 | 0 | 0 | 0 | 0 | 0 | 0 | 0 | 0 | 0 | 0 | 0 | 0 | 0 | 0 | 0 | 0 | 0 | 0 | 0
| 2044 Depreciation | (5)2044=(3)2044*Dep_ratet | £m | [18 empty] | 0 | 0 | 0 | 0 | 0 | 0 | 0 | 0 | 0 | 0 | 0 | 0 | 0 | 0 | 0 | 0 | 0 | 0 | 0 | 0 | 0 | 0 | 0 | 0 | 0 | 0 | 0 | 0 | 0 | 0 | 0 | 0
| 2045 Depreciation | (5)2045=(3)2045*Dep_ratet | £m | [19 empty] | 0 | 0 | 0 | 0 | 0 | 0 | 0 | 0 | 0 | 0 | 0 | 0 | 0 | 0 | 0 | 0 | 0 | 0 | 0 | 0 | 0 | 0 | 0 | 0 | 0 | 0 | 0 | 0 | 0 | 0 | 0
| 2046 Depreciation | (5)2046=(3)2046*Dep_ratet | £m | [20 empty] | 0 | 0 | 0 | 0 | 0 | 0 | 0 | 0 | 0 | 0 | 0 | 0 | 0 | 0 | 0 | 0 | 0 | 0 | 0 | 0 | 0 | 0 | 0 | 0 | 0 | 0 | 0 | 0 | 0 | 0
| 2047 Depreciation | (5)2047=(3)2047*Dep_ratet | £m | 2048: 0; 2049: 0; 2050: 0; 2051: 0; 2052: 0; 2053: 0; 2054: 0; 2055: 0; 2056: 0; 2057: 0; 2058: 0; 2059: 0; 2060: 0; 2061: 0; 2062: 0; 2063: 0; 2064: 0; 2065: 0; 2066: 0; 2067: 0; 2068: 0; 2069: 0; 2070: 0; 2071: 0; 2072: 0; 2073: 0; 2074: 0; 2075: 0; 2076: 0
| 2048 Depreciation | (5)2048=(3)2048*Dep_ratet | £m | 2049: 0; 2050: 0; 2051: 0; 2052: 0; 2053: 0; 2054: 0; 2055: 0; 2056: 0; 2057: 0; 2058: 0; 2059: 0; 2060: 0; 2061: 0; 2062: 0; 2063: 0; 2064: 0; 2065: 0; 2066: 0; 2067: 0; 2068: 0; 2069: 0; 2070: 0; 2071: 0; 2072: 0; 2073: 0; 2074: 0; 2075: 0; 2076: 0
| 2049 Depreciation | (5)2049=(3)2049*Dep_ratet | £m | 2050: 0; 2051: 0; 2052: 0; 2053: 0; 2054: 0; 2055: 0; 2056: 0; 2057: 0; 2058: 0; 2059: 0; 2060: 0; 2061: 0; 2062: 0; 2063: 0; 2064: 0; 2065: 0; 2066: 0; 2067: 0; 2068: 0; 2069: 0; 2070: 0; 2071: 0; 2072: 0; 2073: 0; 2074: 0; 2075: 0; 2076: 0
| 2050 Depreciation | (5)2050=(3)2050*Dep_ratet | £m
| 2051 Depreciation | (5)2051=(3)2051*Dep_ratet | £m
| 2052 Depreciation | (5)2052=(3)2052*Dep_ratet | £m
| 2053 Depreciation | (5)2053=(3)2053*Dep_ratet | £m
| 2054 Depreciation | (5)2054=(3)2054*Dep_ratet | £m
| 2055 Depreciation | (5)2055=(3)2055*Dep_ratet | £m
| 2056 Depreciation | (5)2056=(3)2056*Dep_ratet | £m
| 2057 Depreciation | (5)2057=(3)2057*Dep_ratet | £m
| 2058 Depreciation | (5)2058=(3)2058*Dep_ratet | £m
| 2059 Depreciation | (5)2059=(3)2059*Dep_ratet | £m
| 2060 Depreciation | (5)2060=(3)2060*Dep_ratet | £m
| 2061 Depreciation | (5)2061=(3)2061*Dep_ratet | £m
| 2062 Depreciation | (5)2062=(3)2062*Dep_ratet | £m
| 2063 Depreciation | (5)2063=(3)2063*Dep_ratet | £m
| 2064 Depreciation | (5)2064=(3)2064*Dep_ratet | £m
| 2065 Depreciation | (5)2065=(3)2065*Dep_ratet | £m
| 2066 Depreciation | (5)2066=(3)2066*Dep_ratet | £m
| 2067 Depreciation | (5)2067=(3)2067*Dep_ratet | £m
| 2068 Depreciation | (5)2068=(3)2068*Dep_ratet | £m
| 2069 Depreciation | (5)2069=(3)2069*Dep_ratet | £m
| 2070 Depreciation | (5)2070=(3)2070*Dep_ratet | £m
| Depreciation | (5)=∑(5)t | £m | 0 | 0 | 0 | 0 | 0 | 0 | 0 | 0 | 0 | 0 | 0 | 0 | 0 | 0 | 0 | 0 | 0 | 0 | 0 | 0 | 0 | 0 | 0 | 0 | 0 | 0 | 0 | 0 | 0 | 0 | 0 | 0 | 0 | 0 | 0 | 0 | 0 | 0 | 0 | 0 | 0 | 0 | 0 | 0 | 0 | 0 | 0 | 0 | 0 | 0
| Opening RAV balance | (6op)t=(6cl)t-1 | £m | 0 | 0 | 0 | 0 | 0 | 0 | 0 | 0 | 0 | 0 | 0 | 0 | 0 | 0 | 0 | 0 | 0 | 0 | 0 | 0 | 0 | 0 | 0 | 0 | 0 | 0 | 0 | 0 | 0 | 0 | 0 | 0 | 0 | 0 | 0 | 0 | 0 | 0 | 0 | 0 | 0 | 0 | 0 | 0 | 0 | 0 | 0 | 0 | 0 | 0
| Discounted RAV balance | (6D)=(6cl)*(1/1+WACC)) | £m | 0 | 0 | 0 | 0 | 0 | 0 | 0 | 0 | 0 | 0 | 0 | 0 | 0 | 0 | 0 | 0 | 0 | 0 | 0 | 0 | 0 | 0 | 0 | 0 | 0 | 0 | 0 | 0 | 0 | 0 | 0 | 0 | 0 | 0 | 0 | 0 | 0 | 0 | 0 | 0 | 0 | 0 | 0 | 0 | 0 | 0 | 0 | 0 | 0 | 0
| Closing RAV balance | (6cl)=(3)-(5)+(6op) | £m | 0 | 0 | 0 | 0 | 0 | 0 | 0 | 0 | 0 | 0 | 0 | 0 | 0 | 0 | 0 | 0 | 0 | 0 | 0 | 0 | 0 | 0 | 0 | 0 | 0 | 0 | 0 | 0 | 0 | 0 | 0 | 0 | 0 | 0 | 0 | 0 | 0 | 0 | 0 | 0 | 0 | 0 | 0 | 0 | 0 | 0 | 0 | 0 | 0 | 0
| Cost of Capital | (6)=avg[(6D),(6op)]xWACC | £m | 0 | 0 | 0 | 0 | 0 | 0 | 0 | 0 | 0 | 0 | 0 | 0 | 0 | 0 | 0 | 0 | 0 | 0 | 0 | 0 | 0 | 0 | 0 | 0 | 0 | 0 | 0 | 0 | 0 | 0 | 0 | 0 | 0 | 0 | 0 | 0 | 0 | 0 | 0 | 0 | 0 | 0 | 0 | 0 | 0 | 0 | 0 | 0 | 0 | 0
| Total Capitalised Costs | (7)=(5)+(6) | £m | 0 | 0 | 0 | 0 | 0 | 0 | 0 | 0 | 0 | 0 | 0 | 0 | 0 | 0 | 0 | 0 | 0 | 0 | 0 | 0 | 0 | 0 | 0 | 0 | 0 | 0 | 0 | 0 | 0 | 0 | 0 | 0 | 0 | 0 | 0 | 0 | 0 | 0 | 0 | 0 | 0 | 0 | 0 | 0 | 0 | 0 | 0 | 0 | 0 | 0
| Total Non-Capitalised Costs |  |  | 0 | 0 | 0 | 0 | 0 | 0 | 0 | 0 | 0 | 0 | 0 | 0 | 0 | 0 | 0 | 0 | 0 | 0 | 0 | 0 | 0 | 0 | 0 | 0 | 0 | 0 | 0 | 0 | 0 | 0 | 0 | 0 | 0 | 0 | 0 | 0 | 0 | 0 | 0 | 0 | 0 | 0 | 0 | 0 | 0 | 0 | 0 | 0 | 0 | 0
| Total Direct Costs |  |  | 0 | 0 | 0 | 0 | 0 | 0 | 0 | 0 | 0 | 0 | 0 | 0 | 0 | 0 | 0 | 0 | 0 | 0 | 0 | 0 | 0 | 0 | 0 | 0 | 0 | 0 | 0 | 0 | 0 | 0 | 0 | 0 | 0 | 0 | 0 | 0 | 0 | 0 | 0 | 0 | 0 | 0 | 0 | 0 | 0 | 0 | 0 | 0 | 0 | 0
Non-Financial Costs/Benefits
Calculated values
| Category | Description |  | 2027 | 2028 | 2029 | 2030 | 2031 | 2032 | 2033 | 2034 | 2035 | 2036 | 2037 | 2038 | 2039 | 2040 | 2041 | 2042 | 2043 | 2044 | 2045 | 2046 | 2047 | 2048 | 2049 | 2050 | 2051 | 2052 | 2053 | 2054 | 2055 | 2056 | 2057 | 2058 | 2059 | 2060 | 2061 | 2062 | 2063 | 2064 | 2065 | 2066 | 2067 | 2068 | 2069 | 2070 | 2071 | 2072 | 2073 | 2074 | 2075 | 2076
Non-financial benefits/costs - values | Environmental | Leakage | £m | 0 | 0 | 0 | 0 | 0 | 0 | 0 | 0 | 0 | 0 | 0 | 0 | 0 | 0 | 0 | 0 | 0 | 0 | 0 | 0 | 0 | 0 | 0 | 0 | 0 | 0 | 0 | 0 | 0 | 0 | 0 | 0 | 0 | 0 | 0 | 0 | 0 | 0 | 0 | 0 | 0 | 0 | 0 | 0 | 0 | 0 | 0 | 0 | 0 | 0
| Environmental |  | £m
| Environmental |  | £m
| Safety | Fatality risk | £m | 0 | 0 | 0 | 0 | 0 | 0 | 0 | 0 | 0 | 0 | 0 | 0 | 0 | 0 | 0 | 0 | 0 | 0 | 0 | 0 | 0 | 0 | 0 | 0 | 0 | 0 | 0 | 0 | 0 | 0 | 0 | 0 | 0 | 0 | 0 | 0 | 0 | 0 | 0 | 0 | 0 | 0 | 0 | 0 | 0 | 0 | 0 | 0 | 0 | 0
| Safety | Non-Fatality risk | £m | 0 | 0 | 0 | 0 | 0 | 0 | 0 | 0 | 0 | 0 | 0 | 0 | 0 | 0 | 0 | 0 | 0 | 0 | 0 | 0 | 0 | 0 | 0 | 0 | 0 | 0 | 0 | 0 | 0 | 0 | 0 | 0 | 0 | 0 | 0 | 0 | 0 | 0 | 0 | 0 | 0 | 0 | 0 | 0 | 0 | 0 | 0 | 0 | 0 | 0
| Safety |  | £m
| Safety |  | £m
| Financial | NGN VF Financial Risk | £m
| Financial | NGN VF Customer Risk | £m
| Financial | NGN VF Compliance Risk | £m
| Other |  | £m
| Other |  | £m
Inputs
| Category | Description |  | 2027 | 2028 | 2029 | 2030 | 2031 | 2032 | 2033 | 2034 | 2035 | 2036 | 2037 | 2038 | 2039 | 2040 | 2041 | 2042 | 2043 | 2044 | 2045 | 2046 | 2047 | 2048 | 2049 | 2050 | 2051 | 2052 | 2053 | 2054 | 2055 | 2056 | 2057 | 2058 | 2059 | 2060 | 2061 | 2062 | 2063 | 2064 | 2065 | 2066 | 2067 | 2068 | 2069 | 2070 | 2071 | 2072 | 2073 | 2074 | 2075 | 2076
Non-financial benefits/costs - inputs | Environmental | Leakage | GWh
Environmental
Environmental
| Safety | Fatality risk
| Safety | Non-Fatality risk
Safety
Safety
Other
Other
Other
Other
Other
Alternative carbon calculations |  |  |  | 2027 | 2028 | 2029 | 2030 | 2031 | 2032 | 2033 | 2034 | 2035 | 2036 | 2037 | 2038 | 2039 | 2040 | 2041 | 2042 | 2043 | 2044 | 2045 | 2046 | 2047 | 2048 | 2049 | 2050 | 2051 | 2052 | 2053 | 2054 | 2055 | 2056 | 2057 | 2058 | 2059 | 2060 | 2061 | 2062 | 2063 | 2064 | 2065 | 2066 | 2067 | 2068 | 2069 | 2070 | 2071 | 2072 | 2073 | 2074 | 2075 | 2076
Environmental costs - low CO2 cost | Environmental | Leakage | £m | 0 | 0 | 0 | 0 | 0 | 0 | 0 | 0 | 0 | 0 | 0 | 0 | 0 | 0 | 0 | 0 | 0 | 0 | 0 | 0 | 0 | 0 | 0 | 0 | 0 | 0 | 0 | 0 | 0 | 0 | 0 | 0 | 0 | 0 | 0 | 0 | 0 | 0 | 0 | 0 | 0 | 0 | 0 | 0 | 0 | 0 | 0 | 0 | 0 | 0
| Environmental |  | £m
| Environmental |  | £m
Environmental costs - high CO2 cost | Environmental | Leakage | £m | 0 | 0 | 0 | 0 | 0 | 0 | 0 | 0 | 0 | 0 | 0 | 0 | 0 | 0 | 0 | 0 | 0 | 0 | 0 | 0 | 0 | 0 | 0 | 0 | 0 | 0 | 0 | 0 | 0 | 0 | 0 | 0 | 0 | 0 | 0 | 0 | 0 | 0 | 0 | 0 | 0 | 0 | 0 | 0 | 0 | 0 | 0 | 0 | 0 | 0
| Environmental |  | £m
| Environmental |  | £m
Net Present Values
Discount factors and summary
|  |  |  | 2027 | 2028 | 2029 | 2030 | 2031 | 2032 | 2033 | 2034 | 2035 | 2036 | 2037 | 2038 | 2039 | 2040 | 2041 | 2042 | 2043 | 2044 | 2045 | 2046 | 2047 | 2048 | 2049 | 2050 | 2051 | 2052 | 2053 | 2054 | 2055 | 2056 | 2057 | 2058 | 2059 | 2060 | 2061 | 2062 | 2063 | 2064 | 2065 | 2066 | 2067 | 2068 | 2069 | 2070 | 2071 | 2072 | 2073 | 2074 | 2075 | 2076
Discount factors | Discount factor (Non-Safety) | =1/[(1+SRTP)^n] | % | 100% | 96.62% | 93.35% | 90.19% | 87.14% | 84.2% | 81.35% | 78.6% | 75.94% | 73.37% | 70.89% | 68.49% | 66.18% | 63.94% | 61.78% | 59.69% | 57.67% | 55.72% | 53.84% | 52.02% | 50.26% | 48.56% | 46.92% | 45.33% | 43.8% | 42.31% | 40.88% | 39.5% | 38.17% | 36.87% | 35.63% | 34.59% | 33.58% | 32.6% | 31.65% | 30.73% | 29.84% | 28.97% | 28.12% | 27.31% | 26.51% | 25.74% | 24.99% | 24.26% | 23.55% | 22.87% | 22.2% | 21.56% | 20.93% | 20.32%
| Discount factor (Safety) | =1/[(1+HDR)^n] | % | 100% | 98.52% | 97.07% | 95.63% | 94.22% | 92.83% | 91.45% | 90.1% | 88.77% | 87.46% | 86.17% | 84.89% | 83.64% | 82.4% | 81.18% | 79.99% | 78.8% | 77.64% | 76.49% | 75.36% | 74.25% | 73.15% | 72.07% | 71% | 69.95% | 68.92% | 67.9% | 66.9% | 65.91% | 64.94% | 63.98% | 63.16% | 62.36% | 61.57% | 60.79% | 60.02% | 59.25% | 58.5% | 57.76% | 57.03% | 56.3% | 55.59% | 54.88% | 54.18% | 53.5% | 52.82% | 52.15% | 51.48% | 50.83% | 50.19%
Summary of discounted costs/benefits | Capex |  | £m | 0 | 0 | 0 | 0 | 0 | 0 | 0 | 0 | 0 | 0 | 0 | 0 | 0 | 0 | 0 | 0 | 0 | 0 | 0 | 0 | 0 | 0 | 0 | 0 | 0 | 0 | 0 | 0 | 0 | 0 | 0 | 0 | 0 | 0 | 0 | 0 | 0 | 0 | 0 | 0 | 0 | 0 | 0 | 0 | 0 | 0 | 0 | 0 | 0 | 0
| Opex |  | £m | 0 | 0 | 0 | 0 | 0 | 0 | 0 | 0 | 0 | 0 | 0 | 0 | 0 | 0 | 0 | 0 | 0 | 0 | 0 | 0 | 0 | 0 | 0 | 0 | 0 | 0 | 0 | 0 | 0 | 0 | 0 | 0 | 0 | 0 | 0 | 0 | 0 | 0 | 0 | 0 | 0 | 0 | 0 | 0 | 0 | 0 | 0 | 0 | 0 | 0
| Pass Through Costs |  | £m | 0 | 0 | 0 | 0 | 0 | 0 | 0 | 0 | 0 | 0 | 0 | 0 | 0 | 0 | 0 | 0 | 0 | 0 | 0 | 0 | 0 | 0 | 0 | 0 | 0 | 0 | 0 | 0 | 0 | 0 | 0 | 0 | 0 | 0 | 0 | 0 | 0 | 0 | 0 | 0 | 0 | 0 | 0 | 0 | 0 | 0 | 0 | 0 | 0 | 0
| Environmental - central CO2 cost |  | £m | 0 | 0 | 0 | 0 | 0 | 0 | 0 | 0 | 0 | 0 | 0 | 0 | 0 | 0 | 0 | 0 | 0 | 0 | 0 | 0 | 0 | 0 | 0 | 0 | 0 | 0 | 0 | 0 | 0 | 0 | 0 | 0 | 0 | 0 | 0 | 0 | 0 | 0 | 0 | 0 | 0 | 0 | 0 | 0 | 0 | 0 | 0 | 0 | 0 | 0
| Environmental - low CO2 cost |  | £m | 0 | 0 | 0 | 0 | 0 | 0 | 0 | 0 | 0 | 0 | 0 | 0 | 0 | 0 | 0 | 0 | 0 | 0 | 0 | 0 | 0 | 0 | 0 | 0 | 0 | 0 | 0 | 0 | 0 | 0 | 0 | 0 | 0 | 0 | 0 | 0 | 0 | 0 | 0 | 0 | 0 | 0 | 0 | 0 | 0 | 0 | 0 | 0 | 0 | 0
| Environmental - high CO2 cost |  | £m | 0 | 0 | 0 | 0 | 0 | 0 | 0 | 0 | 0 | 0 | 0 | 0 | 0 | 0 | 0 | 0 | 0 | 0 | 0 | 0 | 0 | 0 | 0 | 0 | 0 | 0 | 0 | 0 | 0 | 0 | 0 | 0 | 0 | 0 | 0 | 0 | 0 | 0 | 0 | 0 | 0 | 0 | 0 | 0 | 0 | 0 | 0 | 0 | 0 | 0
| Safety |  | £m | 0 | 0 | 0 | 0 | 0 | 0 | 0 | 0 | 0 | 0 | 0 | 0 | 0 | 0 | 0 | 0 | 0 | 0 | 0 | 0 | 0 | 0 | 0 | 0 | 0 | 0 | 0 | 0 | 0 | 0 | 0 | 0 | 0 | 0 | 0 | 0 | 0 | 0 | 0 | 0 | 0 | 0 | 0 | 0 | 0 | 0 | 0 | 0 | 0 | 0
| Financial |  | £m | 0 | 0 | 0 | 0 | 0 | 0 | 0 | 0 | 0 | 0 | 0 | 0 | 0 | 0 | 0 | 0 | 0 | 0 | 0 | 0 | 0 | 0 | 0 | 0 | 0 | 0 | 0 | 0 | 0 | 0 | 0 | 0 | 0 | 0 | 0 | 0 | 0 | 0 | 0 | 0 | 0 | 0 | 0 | 0 | 0 | 0 | 0 | 0 | 0 | 0
| Other |  | £m | 0 | 0 | 0 | 0 | 0 | 0 | 0 | 0 | 0 | 0 | 0 | 0 | 0 | 0 | 0 | 0 | 0 | 0 | 0 | 0 | 0 | 0 | 0 | 0 | 0 | 0 | 0 | 0 | 0 | 0 | 0 | 0 | 0 | 0 | 0 | 0 | 0 | 0 | 0 | 0 | 0 | 0 | 0 | 0 | 0 | 0 | 0 | 0 | 0 | 0
Annual Total | Total - central carbon cost |  | £m | 0 | 0 | 0 | 0 | 0 | 0 | 0 | 0 | 0 | 0 | 0 | 0 | 0 | 0 | 0 | 0 | 0 | 0 | 0 | 0 | 0 | 0 | 0 | 0 | 0 | 0 | 0 | 0 | 0 | 0 | 0 | 0 | 0 | 0 | 0 | 0 | 0 | 0 | 0 | 0 | 0 | 0 | 0 | 0 | 0 | 0 | 0 | 0 | 0 | 0
| Total - low carbon cost |  | £m | 0 | 0 | 0 | 0 | 0 | 0 | 0 | 0 | 0 | 0 | 0 | 0 | 0 | 0 | 0 | 0 | 0 | 0 | 0 | 0 | 0 | 0 | 0 | 0 | 0 | 0 | 0 | 0 | 0 | 0 | 0 | 0 | 0 | 0 | 0 | 0 | 0 | 0 | 0 | 0 | 0 | 0 | 0 | 0 | 0 | 0 | 0 | 0 | 0 | 0
| Total - high carbon cost |  | £m | 0 | 0 | 0 | 0 | 0 | 0 | 0 | 0 | 0 | 0 | 0 | 0 | 0 | 0 | 0 | 0 | 0 | 0 | 0 | 0 | 0 | 0 | 0 | 0 | 0 | 0 | 0 | 0 | 0 | 0 | 0 | 0 | 0 | 0 | 0 | 0 | 0 | 0 | 0 | 0 | 0 | 0 | 0 | 0 | 0 | 0 | 0 | 0 | 0 | 0
Net Present Value | NPV - central carbon cost |  | £m | 0 | 0 | 0 | 0 | 0 | 0 | 0 | 0 | 0 | 0 | 0 | 0 | 0 | 0 | 0 | 0 | 0 | 0 | 0 | 0 | 0 | 0 | 0 | 0 | 0 | 0 | 0 | 0 | 0 | 0 | 0 | 0 | 0 | 0 | 0 | 0 | 0 | 0 | 0 | 0 | 0 | 0 | 0 | 0 | 0 | 0 | 0 | 0 | 0 | 0
| NPV - low carbon cost |  | £m | 0 | 0 | 0 | 0 | 0 | 0 | 0 | 0 | 0 | 0 | 0 | 0 | 0 | 0 | 0 | 0 | 0 | 0 | 0 | 0 | 0 | 0 | 0 | 0 | 0 | 0 | 0 | 0 | 0 | 0 | 0 | 0 | 0 | 0 | 0 | 0 | 0 | 0 | 0 | 0 | 0 | 0 | 0 | 0 | 0 | 0 | 0 | 0 | 0 | 0
| NPV - high carbon cost |  | £m | 0 | 0 | 0 | 0 | 0 | 0 | 0 | 0 | 0 | 0 | 0 | 0 | 0 | 0 | 0 | 0 | 0 | 0 | 0 | 0 | 0 | 0 | 0 | 0 | 0 | 0 | 0 | 0 | 0 | 0 | 0 | 0 | 0 | 0 | 0 | 0 | 0 | 0 | 0 | 0 | 0 | 0 | 0 | 0 | 0 | 0 | 0 | 0 | 0 | 0
Comparison to baseline
|  |  |  | 2027 | 2028 | 2029 | 2030 | 2031 | 2032 | 2033 | 2034 | 2035 | 2036 | 2037 | 2038 | 2039 | 2040 | 2041 | 2042 | 2043 | 2044 | 2045 | 2046 | 2047 | 2048 | 2049 | 2050 | 2051 | 2052 | 2053 | 2054 | 2055 | 2056 | 2057 | 2058 | 2059 | 2060 | 2061 | 2062 | 2063 | 2064 | 2065 | 2066 | 2067 | 2068 | 2069 | 2070 | 2071 | 2072 | 2073 | 2074 | 2075 | 2076
Summary of discounted costs/benefits | Capex |  | £m | 0 | 0 | 0 | 0 | 0 | 0 | 0 | 0 | 0 | 0 | 0 | 0 | 0 | 0 | 0 | 0 | 0 | 0 | 0 | 0 | 0 | 0 | 0 | 0 | 0 | 0 | 0 | 0 | 0 | 0 | 0 | 0 | 0 | 0 | 0 | 0 | 0 | 0 | 0 | 0 | 0 | 0 | 0 | 0 | 0 | 0 | 0 | 0 | 0 | 0
| Opex |  | £m | 0 | 0 | 0 | 0 | 0 | 0 | 0 | 0 | 0 | 0 | 0 | 0 | 0 | 0 | 0 | 0 | 0 | 0 | 0 | 0 | 0 | 0 | 0 | 0 | 0 | 0 | 0 | 0 | 0 | 0 | 0 | 0 | 0 | 0 | 0 | 0 | 0 | 0 | 0 | 0 | 0 | 0 | 0 | 0 | 0 | 0 | 0 | 0 | 0 | 0
| Pass Through Costs |  | £m | 3.5077 | 3.4282 | 3.3506 | 3.2749 | 3.2011 | 3.1291 | 3.0588 | 2.9902 | 2.9233 | 2.858 | 2.7943 | 2.7321 | 2.6715 | 2.6123 | 2.5546 | 2.4982 | 2.4433 | 2.3896 | 2.3373 | 2.2863 | 2.2365 | 2.1879 | 2.1405 | 2.0942 | 2.0491 | 2.0051 | 1.9621 | 1.9202 | 1.8794 | 1.8395 | 1.8006 | 1.7712 | 1.7424 | 1.7142 | 1.6865 | 1.6595 | 1.633 | 1.6071 | 1.5817 | 1.5568 | 1.5325 | 1.5087 | 1.4854 | 1.4625 | 1.4402 | 1.4183 | 1.3969 | 1.376 | 1.3555 | 1.3353
| Environmental - central CO2 cost |  | £m | 20.9147 | 20.8045 | 20.6182 | 20.4305 | 20.3095 | 20.1844 | 19.9906 | 19.8596 | 19.7253 | 19.5273 | 19.3885 | 19.247 | 19.1032 | 19.0127 | 18.8635 | 18.7126 | 18.5602 | 18.4571 | 18.301 | 18.1924 | 18.0334 | 17.9202 | 17.8045 | 17.6864 | 17.5563 | 17.4269 | 17.3002 | 17.1707 | 17.0392 | 16.9064 | 16.7734 | 16.7206 | 16.6659 | 16.6098 | 16.5525 | 16.494 | 16.4344 | 16.3739 | 16.3124 | 16.2502 | 16.1873 | 16.1237 | 16.0597 | 15.9952 | 15.9304 | 15.8653 | 15.8 | 15.7346 | 15.6692 | 15.6022
| Environmental - low CO2 cost |  | £m | 10.4739 | 10.3925 | 10.312 | 10.2326 | 10.1542 | 10.0768 | 10.0005 | 9.9251 | 9.8507 | 9.7774 | 9.705 | 9.6336 | 9.5632 | 9.4938 | 9.4233 | 9.3537 | 9.2852 | 9.2176 | 9.1511 | 9.0855 | 9.0209 | 8.9573 | 8.8947 | 8.833 | 8.7667 | 8.7007 | 8.6345 | 8.5678 | 8.5004 | 8.4324 | 8.3642 | 8.3359 | 8.307 | 8.2774 | 8.2472 | 8.2165 | 8.1853 | 8.1536 | 8.1216 | 8.0892 | 8.0565 | 8.0236 | 7.9904 | 7.9571 | 7.9236 | 7.89 | 7.8564 | 7.8227 | 7.7891 | 7.7547
| Environmental - high CO2 cost |  | £m | 31.4218 | 31.1774 | 30.9361 | 30.6978 | 30.4626 | 30.2305 | 30.0014 | 29.7753 | 29.5522 | 29.3322 | 29.1151 | 28.9009 | 28.6897 | 28.4815 | 28.2698 | 28.0612 | 27.8555 | 27.6528 | 27.4532 | 27.2564 | 27.0627 | 26.8719 | 26.684 | 26.499 | 26.3001 | 26.1021 | 25.9036 | 25.7034 | 25.5011 | 25.2971 | 25.0925 | 25.0078 | 24.921 | 24.8322 | 24.7416 | 24.6495 | 24.5558 | 24.4609 | 24.3647 | 24.2676 | 24.1695 | 24.0707 | 23.9712 | 23.8712 | 23.7708 | 23.6701 | 23.5692 | 23.4682 | 23.3673 | 23.2641
| Safety |  | £m | 0.79658 | 0.80743 | 0.81856 | 0.82995 | 0.84163 | 0.85359 | 0.86584 | 0.87839 | 0.89125 | 0.90441 | 0.91789 | 0.93169 | 0.94582 | 0.96029 | 0.9751 | 0.99026 | 1.0058 | 1.0217 | 1.0379 | 1.0546 | 1.0716 | 1.089 | 1.1068 | 1.1251 | 1.1438 | 1.1629 | 1.1824 | 1.2024 | 1.2228 | 1.2438 | 1.2652 | 1.2898 | 1.315 | 1.3408 | 1.3673 | 1.3944 | 1.4221 | 1.4506 | 1.4797 | 1.5095 | 1.5401 | 1.5714 | 1.6035 | 1.6363 | 1.6699 | 1.7044 | 1.7397 | 1.7758 | 1.8128 | 1.8506
| Financial |  |  | 11.4114 | 11.2202 | 11.035 | 10.8557 | 10.682 | 10.5138 | 10.3509 | 10.1931 | 10.0404 | 9.8925 | 9.7493 | 9.6106 | 9.4763 | 9.3464 | 9.2206 | 9.0988 | 8.9809 | 8.8667 | 8.7563 | 8.6494 | 8.546 | 8.4459 | 8.349 | 8.2553 | 8.1646 | 8.0769 | 7.9921 | 7.9101 | 7.8307 | 7.754 | 7.6798 | 7.645 | 7.6122 | 7.5811 | 7.5519 | 7.5245 | 7.4988 | 7.4747 | 7.4524 | 7.4317 | 7.4126 | 7.395 | 7.379 | 7.3645 | 7.3514 | 7.3398 | 7.3296 | 7.3207 | 7.3133 | 7.3058
| Other |  | £m | 0 | 0 | 0 | 0 | 0 | 0 | 0 | 0 | 0 | 0 | 0 | 0 | 0 | 0 | 0 | 0 | 0 | 0 | 0 | 0 | 0 | 0 | 0 | 0 | 0 | 0 | 0 | 0 | 0 | 0 | 0 | 0 | 0 | 0 | 0 | 0 | 0 | 0 | 0 | 0 | 0 | 0 | 0 | 0 | 0 | 0 | 0 | 0 | 0 | 0
Annual Total | Total - central carbon cost |  | £m | 36.6304 | 36.2603 | 35.8224 | 35.391 | 35.0342 | 34.6808 | 34.266 | 33.9213 | 33.5802 | 33.1821 | 32.8499 | 32.5214 | 32.1969 | 31.9316 | 31.6137 | 31.2999 | 30.9901 | 30.7352 | 30.4326 | 30.1827 | 29.8875 | 29.643 | 29.4008 | 29.161 | 28.9138 | 28.6718 | 28.4368 | 28.2034 | 27.9721 | 27.7437 | 27.519 | 27.4265 | 27.3354 | 27.2459 | 27.1582 | 27.0723 | 26.9883 | 26.9062 | 26.8262 | 26.7482 | 26.6724 | 26.5988 | 26.5275 | 26.4585 | 26.3919 | 26.3278 | 26.2662 | 26.2071 | 26.1507 | 26.0938
| Total - low carbon cost |  | £m | 26.1895 | 25.8482 | 25.5162 | 25.1931 | 24.8789 | 24.5732 | 24.2759 | 23.9868 | 23.7056 | 23.4322 | 23.1664 | 22.908 | 22.6569 | 22.4128 | 22.1735 | 21.941 | 21.7151 | 21.4957 | 21.2826 | 21.0757 | 20.8749 | 20.6801 | 20.491 | 20.3076 | 20.1242 | 19.9456 | 19.7712 | 19.6005 | 19.4333 | 19.2696 | 19.1097 | 19.0419 | 18.9765 | 18.9135 | 18.8529 | 18.7948 | 18.7392 | 18.686 | 18.6354 | 18.5873 | 18.5417 | 18.4987 | 18.4582 | 18.4203 | 18.3851 | 18.3525 | 18.3225 | 18.2952 | 18.2706 | 18.2464
| Total - high carbon cost |  | £m | 47.1374 | 46.6331 | 46.1402 | 45.6584 | 45.1873 | 44.7269 | 44.2769 | 43.837 | 43.4071 | 42.987 | 42.5765 | 42.1753 | 41.7834 | 41.4004 | 41.02 | 40.6484 | 40.2854 | 39.9309 | 39.5847 | 39.2467 | 38.9167 | 38.5946 | 38.2803 | 37.9736 | 37.6576 | 37.347 | 37.0402 | 36.7361 | 36.4341 | 36.1343 | 35.838 | 35.7138 | 35.5905 | 35.4683 | 35.3473 | 35.2278 | 35.1097 | 34.9933 | 34.8785 | 34.7656 | 34.6547 | 34.5458 | 34.439 | 34.3345 | 34.2323 | 34.1325 | 34.0353 | 33.9407 | 33.8488 | 33.7558
Net Present Value | Total - central carbon cost |  | £m | 36.6304 | 72.8906 | 108.713 | 144.1041 | 179.1383 | 213.8191 | 248.0851 | 282.0064 | 315.5865 | 348.7687 | 381.6185 | 414.1399 | 446.3368 | 478.2684 | 509.8822 | 541.182 | 572.1721 | 602.9073 | 633.3398 | 663.5225 | 693.41 | 723.053 | 752.4538 | 781.6148 | 810.5285 | 839.2003 | 867.6371 | 895.8406 | 923.8127 | 951.5564 | 979.0754 | 1006.5019 | 1033.8373 | 1061.0832 | 1088.2413 | 1115.3137 | 1142.302 | 1169.2082 | 1196.0344 | 1222.7827 | 1249.4551 | 1276.0539 | 1302.5814 | 1329.04 | 1355.4319 | 1381.7597 | 1408.0259 | 1434.233 | 1460.3837 | 1486.4775
| Total - low carbon cost |  | £m | 26.1895 | 52.0378 | 77.554 | 102.7471 | 127.626 | 152.1993 | 176.4752 | 200.462 | 224.1676 | 247.5998 | 270.7663 | 293.6743 | 316.3312 | 338.7439 | 360.9174 | 382.8584 | 404.5734 | 426.0691 | 447.3517 | 468.4274 | 489.3023 | 509.9824 | 530.4734 | 550.781 | 570.9052 | 590.8508 | 610.622 | 630.2225 | 649.6558 | 668.9254 | 688.0351 | 707.077 | 726.0535 | 744.967 | 763.8199 | 782.6147 | 801.3539 | 820.0399 | 838.6753 | 857.2626 | 875.8042 | 894.3029 | 912.7611 | 931.1814 | 949.5665 | 967.919 | 986.2416 | 1004.5368 | 1022.8074 | 1041.0538
| Total - high carbon cost |  | £m | 47.1374 | 93.7705 | 139.9108 | 185.5691 | 230.7564 | 275.4833 | 319.7602 | 363.5972 | 407.0044 | 449.9914 | 492.5678 | 534.7431 | 576.5265 | 617.9269 | 658.947 | 699.5954 | 739.8808 | 779.8117 | 819.3964 | 858.643 | 897.5597 | 936.1544 | 974.4347 | 1012.4083 | 1050.0659 | 1087.4129 | 1124.4531 | 1161.1892 | 1197.6233 | 1233.7576 | 1269.5957 | 1305.3095 | 1340.9 | 1376.3682 | 1411.7156 | 1446.9433 | 1482.0531 | 1517.0463 | 1551.9249 | 1586.6905 | 1621.3452 | 1655.891 | 1690.33 | 1724.6645 | 1758.8968 | 1793.0293 | 1827.0646 | 1861.0053 | 1894.8541 | 1928.6099
|  |  |  | 2027 | 2028 | 2029 | 2030 | 2031 | 2032 | 2033 | 2034 | 2035 | 2036 | 2037 | 2038 | 2039 | 2040 | 2041 | 2042 | 2043 | 2044 | 2045 | 2046 | 2047 | 2048 | 2049 | 2050 | 2051 | 2052 | 2053 | 2054 | 2055 | 2056 | 2057 | 2058 | 2059 | 2060 | 2061 | 2062 | 2063 | 2064 | 2065 | 2066 | 2067 | 2068 | 2069 | 2070 | 2071 | 2072 | 2073 | 2074 | 2075 | 2076
| Monetised risk - memo line |  | £m
Note on B10: Ofgem: Enter as year (eg 2027)
Note on C158: Duncan Innes:GT/GD
Note on C161: Duncan Innes: All sectors
Note on C162: Duncan Innes: All sectors
Note on B229: Ofgem: This line records the total monetised risk of the modelled scenario. It acts as a cross-reference between the CBA and NARM BPDTs and should not directly link to any formulas in the CBA analysis above.

## Option_6 Workings (hidden)
Additional cost/benefit explanations
Please provide a short explanation of any additional cost/benefit lines that have been completed in addition to the pre-populated ones. This should include both a description of the nature of the cost/benefit, and an explanation of how the value was calculated, citing appropriate sources (eg for relevant global warming potentials). If an explanation has been provided within the EJP, then simply provide a reference to the relevant page number.
Long term cost/benefit assumptions
Please briefly summarise the assumptions you have used to calculate long-term (ie beyond the duration of the RIIO3 price control) costs and other inputs (eg "Opex assumed to increase at 1%/year based on historic trends"). In most cases we would expect these to be the same across the baseline and different options, but where this is not the case additional tabs can be completed as necessary. If detailed descriptions are required (eg to explain assumptions around whole life costs of assets) these should be included as part of the EJP
Capex
Opex
Leakage
Fatality risk
Non-Fatality risk
Cost cross-referencing
If there is any explanation required on how the cost data set out in the EJP totals to the lines in the CBA, please provide it here.

## Option_7 (hidden)
Summary | [7 empty] | Text Descriptions
[8 empty] | Option Description - this should allow us to quickly recognise the option being assessed (based on descriptions in the EJP and other documents) and distinguish it both from other investment areas and from other options. If appropriate, please provide sitemaps, photos or any other documents that will help with this identification (likely to be relevant for major projects rather than asset classes) | [6 empty] | Stakeholder Support Summary - please provide a synopsis which details the feedback from stakeholder group(s)
Option Name |  |  |  | Date Undertaken:
Scheme Reference ID
Expenditure Type |  |  |  | Authorised By:
Preferred Option (Y/N)
Spend Area (Please include relevant RRP/BPDT Table Reference)
First year of expenditure outflow | 2027
Payback position at year | Central CO2 Cost - PV of costs & benefits (£m) | Central CO2 Cost - NPV relative to baseline (£m) | Low CO2 cost - PV of costs & benefits (£m) | Low CO2 cost - NPV relative to baseline (£m) | High CO2 cost - PV of costs & benefits (£m) | High CO2 cost - NPV relative to baseline (£m)
2035 | 0 | 315.5865 | 0 | 224.1676 | 0 | 407.0044
2040 | 0 | 478.2684 | 0 | 338.7439 | 0 | 617.9269
2045 | 0 | 633.3398 | 0 | 447.3517 | 0 | 819.3964
2050 | 0 | 781.6148 | 0 | 550.781 | 0 | 1012.4083
2060 | 0 | 1061.0832 | 0 | 744.967 | 0 | 1376.3682
2070 | 0 | 1329.04 | 0 | 931.1814 | 0 | 1724.6645
Capitalisation rate | 100% | [6 empty] | Engineering Justification Summary - please provide a synopsis & share the document which articulates the full detailed explanation | [6 empty] | Company View - please provide a synopsis which details your view of how beneficial this option is.
Expenditure Profile - Summary
| 2027 | 2028 | 2029 | 2030 | 2031 | Post RIIO3
| (£m) | (£m) | (£m) | (£m) | (£m) | (£m)
Capitalised costs | 0 | 0 | 0 | 0 | 0 | 0
Non-capitalised costs | 0 | 0 | 0 | 0 | 0 | 0
| Asset Class | Unit | Comments
Output
Financial Costs
Inputs
|  |  |  | RIIO3 |  |  |  |  | RIIO4 |  |  |  |  | RIIO5 |  |  |  |  | RIIO6 |  |  |  |  | RIIO7 |  |  |  |  | RIIO8 |  |  |  |  | RIIO9 |  |  |  |  | RIIO10 |  |  |  |  | RIIO11 |  |  |  |  | RIIO12
|  |  |  | 1 | 2 | 3 | 4 | 5 | 6 | 7 | 8 | 9 | 10 | 11 | 12 | 13 | 14 | 15 | 16 | 17 | 18 | 19 | 20 | 21 | 22 | 23 | 24 | 25 | 26 | 27 | 28 | 29 | 30 | 31 | 32 | 33 | 34 | 35 | 36 | 37 | 38 | 39 | 40 | 41 | 42 | 43 | 44 | 45 | 46 | 47 | 48 | 49 | 50
| Asset Class | Intervention type |  | 2027 | 2028 | 2029 | 2030 | 2031 | 2032 | 2033 | 2034 | 2035 | 2036 | 2037 | 2038 | 2039 | 2040 | 2041 | 2042 | 2043 | 2044 | 2045 | 2046 | 2047 | 2048 | 2049 | 2050 | 2051 | 2052 | 2053 | 2054 | 2055 | 2056 | 2057 | 2058 | 2059 | 2060 | 2061 | 2062 | 2063 | 2064 | 2065 | 2066 | 2067 | 2068 | 2069 | 2070 | 2071 | 2072 | 2073 | 2074 | 2075 | 2076
Capex/Repex |  |  | £m
£m
£m
£m
£m
£m
£m
£m
£m
£m
| Total Capex | (1) | £m | 0 | 0 | 0 | 0 | 0 | 0 | 0 | 0 | 0 | 0 | 0 | 0 | 0 | 0 | 0 | 0 | 0 | 0 | 0 | 0 | 0 | 0 | 0 | 0 | 0 | 0 | 0 | 0 | 0 | 0 | 0 | 0 | 0 | 0 | 0 | 0 | 0 | 0 | 0 | 0 | 0 | 0 | 0 | 0 | 0 | 0 | 0 | 0 | 0 | 0
Associated direct opex |  |  | £m
£m
£m
£m
£m
| Total Opex |  | £m | 0 | 0 | 0 | 0 | 0 | 0 | 0 | 0 | 0 | 0 | 0 | 0 | 0 | 0 | 0 | 0 | 0 | 0 | 0 | 0 | 0 | 0 | 0 | 0 | 0 | 0 | 0 | 0 | 0 | 0 | 0 | 0 | 0 | 0 | 0 | 0 | 0 | 0 | 0 | 0 | 0 | 0 | 0 | 0 | 0 | 0 | 0 | 0 | 0 | 0
Pass through costs | Leakage |  | £m | 0 | 0 | 0 | 0 | 0 | 0 | 0 | 0 | 0 | 0 | 0 | 0 | 0 | 0 | 0 | 0 | 0 | 0 | 0 | 0 | 0 | 0 | 0 | 0 | 0 | 0 | 0 | 0 | 0 | 0 | 0 | 0 | 0 | 0 | 0 | 0 | 0 | 0 | 0 | 0 | 0 | 0 | 0 | 0 | 0 | 0 | 0 | 0 | 0 | 0
£m
| Total Pass Through Costs |  | £m | 0 | 0 | 0 | 0 | 0 | 0 | 0 | 0 | 0 | 0 | 0 | 0 | 0 | 0 | 0 | 0 | 0 | 0 | 0 | 0 | 0 | 0 | 0 | 0 | 0 | 0 | 0 | 0 | 0 | 0 | 0 | 0 | 0 | 0 | 0 | 0 | 0 | 0 | 0 | 0 | 0 | 0 | 0 | 0 | 0 | 0 | 0 | 0 | 0 | 0
Annual cost calculations |  |  |  | 2027 | 2028 | 2029 | 2030 | 2031 | 2032 | 2033 | 2034 | 2035 | 2036 | 2037 | 2038 | 2039 | 2040 | 2041 | 2042 | 2043 | 2044 | 2045 | 2046 | 2047 | 2048 | 2049 | 2050 | 2051 | 2052 | 2053 | 2054 | 2055 | 2056 | 2057 | 2058 | 2059 | 2060 | 2061 | 2062 | 2063 | 2064 | 2065 | 2066 | 2067 | 2068 | 2069 | 2070 | 2071 | 2072 | 2073 | 2074 | 2075 | 2076
| Capitalisation rates | (2) | % | 100% | 100% | 100% | 100% | 100% | 100% | 100% | 100% | 100% | 100% | 100% | 100% | 100% | 100% | 100% | 100% | 100% | 100% | 100% | 100% | 100% | 100% | 100% | 0% | 0% | 0% | 0% | 0% | 0% | 0% | 0% | 0% | 0% | 0% | 0% | 0% | 0% | 0% | 0% | 0% | 0% | 0% | 0% | 0% | 0% | 0% | 0% | 0% | 0% | 0%
| Capitalised investment | (3)=(1)x(2) | £m | 0 | 0 | 0 | 0 | 0 | 0 | 0 | 0 | 0 | 0 | 0 | 0 | 0 | 0 | 0 | 0 | 0 | 0 | 0 | 0 | 0 | 0 | 0 | 0 | 0 | 0 | 0 | 0 | 0 | 0 | 0 | 0 | 0 | 0 | 0 | 0 | 0 | 0 | 0 | 0 | 0 | 0 | 0 | 0 | 0 | 0 | 0 | 0 | 0 | 0
| Investment to be expensed | (4)=(1)-(3) | £m | 0 | 0 | 0 | 0 | 0 | 0 | 0 | 0 | 0 | 0 | 0 | 0 | 0 | 0 | 0 | 0 | 0 | 0 | 0 | 0 | 0 | 0 | 0 | 0 | 0 | 0 | 0 | 0 | 0 | 0 | 0 | 0 | 0 | 0 | 0 | 0 | 0 | 0 | 0 | 0 | 0 | 0 | 0 | 0 | 0 | 0 | 0 | 0 | 0 | 0
| 2027 Depreciation | (5)2027=(3)2027*Dep_ratet | £m |  | 0 | 0 | 0 | 0 | 0 | 0 | 0 | 0 | 0 | 0 | 0 | 0 | 0 | 0 | 0 | 0 | 0 | 0 | 0 | 0 | 0 | 0 | 0 | 0 | 0 | 0 | 0 | 0 | 0 | 0 | 0 | 0 | 0 | 0 | 0 | 0 | 0 | 0 | 0 | 0 | 0 | 0 | 0 | 0 | 0 | 0 | 0 | 0 | 0
| 2028 Depreciation | (5)2028=(3)2028*Dep_ratet | £m |  |  | 0 | 0 | 0 | 0 | 0 | 0 | 0 | 0 | 0 | 0 | 0 | 0 | 0 | 0 | 0 | 0 | 0 | 0 | 0 | 0 | 0 | 0 | 0 | 0 | 0 | 0 | 0 | 0 | 0 | 0 | 0 | 0 | 0 | 0 | 0 | 0 | 0 | 0 | 0 | 0 | 0 | 0 | 0 | 0 | 0 | 0 | 0 | 0
| 2029 Depreciation | (5)2029=(3)2029*Dep_ratet | £m |  |  |  | 0 | 0 | 0 | 0 | 0 | 0 | 0 | 0 | 0 | 0 | 0 | 0 | 0 | 0 | 0 | 0 | 0 | 0 | 0 | 0 | 0 | 0 | 0 | 0 | 0 | 0 | 0 | 0 | 0 | 0 | 0 | 0 | 0 | 0 | 0 | 0 | 0 | 0 | 0 | 0 | 0 | 0 | 0 | 0 | 0 | 0 | 0
| 2030 Depreciation | (5)2030=(3)2030*Dep_ratet | £m |  |  |  |  | 0 | 0 | 0 | 0 | 0 | 0 | 0 | 0 | 0 | 0 | 0 | 0 | 0 | 0 | 0 | 0 | 0 | 0 | 0 | 0 | 0 | 0 | 0 | 0 | 0 | 0 | 0 | 0 | 0 | 0 | 0 | 0 | 0 | 0 | 0 | 0 | 0 | 0 | 0 | 0 | 0 | 0 | 0 | 0 | 0 | 0
| 2031 Depreciation | (5)2031=(3)2031*Dep_ratet | £m | [5 empty] | 0 | 0 | 0 | 0 | 0 | 0 | 0 | 0 | 0 | 0 | 0 | 0 | 0 | 0 | 0 | 0 | 0 | 0 | 0 | 0 | 0 | 0 | 0 | 0 | 0 | 0 | 0 | 0 | 0 | 0 | 0 | 0 | 0 | 0 | 0 | 0 | 0 | 0 | 0 | 0 | 0 | 0 | 0 | 0 | 0
| 2032 Depreciation | (5)2032=(3)2032*Dep_ratet | £m | [6 empty] | 0 | 0 | 0 | 0 | 0 | 0 | 0 | 0 | 0 | 0 | 0 | 0 | 0 | 0 | 0 | 0 | 0 | 0 | 0 | 0 | 0 | 0 | 0 | 0 | 0 | 0 | 0 | 0 | 0 | 0 | 0 | 0 | 0 | 0 | 0 | 0 | 0 | 0 | 0 | 0 | 0 | 0 | 0 | 0
| 2033 Depreciation | (5)2033=(3)2033*Dep_ratet | £m | [7 empty] | 0 | 0 | 0 | 0 | 0 | 0 | 0 | 0 | 0 | 0 | 0 | 0 | 0 | 0 | 0 | 0 | 0 | 0 | 0 | 0 | 0 | 0 | 0 | 0 | 0 | 0 | 0 | 0 | 0 | 0 | 0 | 0 | 0 | 0 | 0 | 0 | 0 | 0 | 0 | 0 | 0 | 0 | 0
| 2034 Depreciation | (5)2034=(3)2034*Dep_ratet | £m | [8 empty] | 0 | 0 | 0 | 0 | 0 | 0 | 0 | 0 | 0 | 0 | 0 | 0 | 0 | 0 | 0 | 0 | 0 | 0 | 0 | 0 | 0 | 0 | 0 | 0 | 0 | 0 | 0 | 0 | 0 | 0 | 0 | 0 | 0 | 0 | 0 | 0 | 0 | 0 | 0 | 0 | 0 | 0
| 2035 Depreciation | (5)2035=(3)2035*Dep_ratet | £m | [9 empty] | 0 | 0 | 0 | 0 | 0 | 0 | 0 | 0 | 0 | 0 | 0 | 0 | 0 | 0 | 0 | 0 | 0 | 0 | 0 | 0 | 0 | 0 | 0 | 0 | 0 | 0 | 0 | 0 | 0 | 0 | 0 | 0 | 0 | 0 | 0 | 0 | 0 | 0 | 0 | 0 | 0
| 2036 Depreciation | (5)2036=(3)2036*Dep_ratet | £m | [10 empty] | 0 | 0 | 0 | 0 | 0 | 0 | 0 | 0 | 0 | 0 | 0 | 0 | 0 | 0 | 0 | 0 | 0 | 0 | 0 | 0 | 0 | 0 | 0 | 0 | 0 | 0 | 0 | 0 | 0 | 0 | 0 | 0 | 0 | 0 | 0 | 0 | 0 | 0 | 0 | 0
| 2037 Depreciation | (5)2037=(3)2037*Dep_ratet | £m | [11 empty] | 0 | 0 | 0 | 0 | 0 | 0 | 0 | 0 | 0 | 0 | 0 | 0 | 0 | 0 | 0 | 0 | 0 | 0 | 0 | 0 | 0 | 0 | 0 | 0 | 0 | 0 | 0 | 0 | 0 | 0 | 0 | 0 | 0 | 0 | 0 | 0 | 0 | 0 | 0
| 2038 Depreciation | (5)2038=(3)2038*Dep_ratet | £m | [12 empty] | 0 | 0 | 0 | 0 | 0 | 0 | 0 | 0 | 0 | 0 | 0 | 0 | 0 | 0 | 0 | 0 | 0 | 0 | 0 | 0 | 0 | 0 | 0 | 0 | 0 | 0 | 0 | 0 | 0 | 0 | 0 | 0 | 0 | 0 | 0 | 0 | 0 | 0
| 2039 Depreciation | (5)2039=(3)2039*Dep_ratet | £m | [13 empty] | 0 | 0 | 0 | 0 | 0 | 0 | 0 | 0 | 0 | 0 | 0 | 0 | 0 | 0 | 0 | 0 | 0 | 0 | 0 | 0 | 0 | 0 | 0 | 0 | 0 | 0 | 0 | 0 | 0 | 0 | 0 | 0 | 0 | 0 | 0 | 0 | 0
| 2040 Depreciation | (5)2040=(3)2040*Dep_ratet | £m | [14 empty] | 0 | 0 | 0 | 0 | 0 | 0 | 0 | 0 | 0 | 0 | 0 | 0 | 0 | 0 | 0 | 0 | 0 | 0 | 0 | 0 | 0 | 0 | 0 | 0 | 0 | 0 | 0 | 0 | 0 | 0 | 0 | 0 | 0 | 0 | 0 | 0
| 2041 Depreciation | (5)2041=(3)2041*Dep_ratet | £m | [15 empty] | 0 | 0 | 0 | 0 | 0 | 0 | 0 | 0 | 0 | 0 | 0 | 0 | 0 | 0 | 0 | 0 | 0 | 0 | 0 | 0 | 0 | 0 | 0 | 0 | 0 | 0 | 0 | 0 | 0 | 0 | 0 | 0 | 0 | 0 | 0
| 2042 Depreciation | (5)2042=(3)2042*Dep_ratet | £m | [16 empty] | 0 | 0 | 0 | 0 | 0 | 0 | 0 | 0 | 0 | 0 | 0 | 0 | 0 | 0 | 0 | 0 | 0 | 0 | 0 | 0 | 0 | 0 | 0 | 0 | 0 | 0 | 0 | 0 | 0 | 0 | 0 | 0 | 0 | 0
| 2043 Depreciation | (5)2043=(3)2043*Dep_ratet | £m | [17 empty] | 0 | 0 | 0 | 0 | 0 | 0 | 0 | 0 | 0 | 0 | 0 | 0 | 0 | 0 | 0 | 0 | 0 | 0 | 0 | 0 | 0 | 0 | 0 | 0 | 0 | 0 | 0 | 0 | 0 | 0 | 0 | 0 | 0
| 2044 Depreciation | (5)2044=(3)2044*Dep_ratet | £m | [18 empty] | 0 | 0 | 0 | 0 | 0 | 0 | 0 | 0 | 0 | 0 | 0 | 0 | 0 | 0 | 0 | 0 | 0 | 0 | 0 | 0 | 0 | 0 | 0 | 0 | 0 | 0 | 0 | 0 | 0 | 0 | 0 | 0
| 2045 Depreciation | (5)2045=(3)2045*Dep_ratet | £m | [19 empty] | 0 | 0 | 0 | 0 | 0 | 0 | 0 | 0 | 0 | 0 | 0 | 0 | 0 | 0 | 0 | 0 | 0 | 0 | 0 | 0 | 0 | 0 | 0 | 0 | 0 | 0 | 0 | 0 | 0 | 0 | 0
| 2046 Depreciation | (5)2046=(3)2046*Dep_ratet | £m | [20 empty] | 0 | 0 | 0 | 0 | 0 | 0 | 0 | 0 | 0 | 0 | 0 | 0 | 0 | 0 | 0 | 0 | 0 | 0 | 0 | 0 | 0 | 0 | 0 | 0 | 0 | 0 | 0 | 0 | 0 | 0
| 2047 Depreciation | (5)2047=(3)2047*Dep_ratet | £m | 2048: 0; 2049: 0; 2050: 0; 2051: 0; 2052: 0; 2053: 0; 2054: 0; 2055: 0; 2056: 0; 2057: 0; 2058: 0; 2059: 0; 2060: 0; 2061: 0; 2062: 0; 2063: 0; 2064: 0; 2065: 0; 2066: 0; 2067: 0; 2068: 0; 2069: 0; 2070: 0; 2071: 0; 2072: 0; 2073: 0; 2074: 0; 2075: 0; 2076: 0
| 2048 Depreciation | (5)2048=(3)2048*Dep_ratet | £m | 2049: 0; 2050: 0; 2051: 0; 2052: 0; 2053: 0; 2054: 0; 2055: 0; 2056: 0; 2057: 0; 2058: 0; 2059: 0; 2060: 0; 2061: 0; 2062: 0; 2063: 0; 2064: 0; 2065: 0; 2066: 0; 2067: 0; 2068: 0; 2069: 0; 2070: 0; 2071: 0; 2072: 0; 2073: 0; 2074: 0; 2075: 0; 2076: 0
| 2049 Depreciation | (5)2049=(3)2049*Dep_ratet | £m | 2050: 0; 2051: 0; 2052: 0; 2053: 0; 2054: 0; 2055: 0; 2056: 0; 2057: 0; 2058: 0; 2059: 0; 2060: 0; 2061: 0; 2062: 0; 2063: 0; 2064: 0; 2065: 0; 2066: 0; 2067: 0; 2068: 0; 2069: 0; 2070: 0; 2071: 0; 2072: 0; 2073: 0; 2074: 0; 2075: 0; 2076: 0
| 2050 Depreciation | (5)2050=(3)2050*Dep_ratet | £m
| 2051 Depreciation | (5)2051=(3)2051*Dep_ratet | £m
| 2052 Depreciation | (5)2052=(3)2052*Dep_ratet | £m
| 2053 Depreciation | (5)2053=(3)2053*Dep_ratet | £m
| 2054 Depreciation | (5)2054=(3)2054*Dep_ratet | £m
| 2055 Depreciation | (5)2055=(3)2055*Dep_ratet | £m
| 2056 Depreciation | (5)2056=(3)2056*Dep_ratet | £m
| 2057 Depreciation | (5)2057=(3)2057*Dep_ratet | £m
| 2058 Depreciation | (5)2058=(3)2058*Dep_ratet | £m
| 2059 Depreciation | (5)2059=(3)2059*Dep_ratet | £m
| 2060 Depreciation | (5)2060=(3)2060*Dep_ratet | £m
| 2061 Depreciation | (5)2061=(3)2061*Dep_ratet | £m
| 2062 Depreciation | (5)2062=(3)2062*Dep_ratet | £m
| 2063 Depreciation | (5)2063=(3)2063*Dep_ratet | £m
| 2064 Depreciation | (5)2064=(3)2064*Dep_ratet | £m
| 2065 Depreciation | (5)2065=(3)2065*Dep_ratet | £m
| 2066 Depreciation | (5)2066=(3)2066*Dep_ratet | £m
| 2067 Depreciation | (5)2067=(3)2067*Dep_ratet | £m
| 2068 Depreciation | (5)2068=(3)2068*Dep_ratet | £m
| 2069 Depreciation | (5)2069=(3)2069*Dep_ratet | £m
| 2070 Depreciation | (5)2070=(3)2070*Dep_ratet | £m
| Depreciation | (5)=∑(5)t | £m | 0 | 0 | 0 | 0 | 0 | 0 | 0 | 0 | 0 | 0 | 0 | 0 | 0 | 0 | 0 | 0 | 0 | 0 | 0 | 0 | 0 | 0 | 0 | 0 | 0 | 0 | 0 | 0 | 0 | 0 | 0 | 0 | 0 | 0 | 0 | 0 | 0 | 0 | 0 | 0 | 0 | 0 | 0 | 0 | 0 | 0 | 0 | 0 | 0 | 0
| Opening RAV balance | (6op)t=(6cl)t-1 | £m | 0 | 0 | 0 | 0 | 0 | 0 | 0 | 0 | 0 | 0 | 0 | 0 | 0 | 0 | 0 | 0 | 0 | 0 | 0 | 0 | 0 | 0 | 0 | 0 | 0 | 0 | 0 | 0 | 0 | 0 | 0 | 0 | 0 | 0 | 0 | 0 | 0 | 0 | 0 | 0 | 0 | 0 | 0 | 0 | 0 | 0 | 0 | 0 | 0 | 0
| Discounted RAV balance | (6D)=(6cl)*(1/1+WACC)) | £m | 0 | 0 | 0 | 0 | 0 | 0 | 0 | 0 | 0 | 0 | 0 | 0 | 0 | 0 | 0 | 0 | 0 | 0 | 0 | 0 | 0 | 0 | 0 | 0 | 0 | 0 | 0 | 0 | 0 | 0 | 0 | 0 | 0 | 0 | 0 | 0 | 0 | 0 | 0 | 0 | 0 | 0 | 0 | 0 | 0 | 0 | 0 | 0 | 0 | 0
| Closing RAV balance | (6cl)=(3)-(5)+(6op) | £m | 0 | 0 | 0 | 0 | 0 | 0 | 0 | 0 | 0 | 0 | 0 | 0 | 0 | 0 | 0 | 0 | 0 | 0 | 0 | 0 | 0 | 0 | 0 | 0 | 0 | 0 | 0 | 0 | 0 | 0 | 0 | 0 | 0 | 0 | 0 | 0 | 0 | 0 | 0 | 0 | 0 | 0 | 0 | 0 | 0 | 0 | 0 | 0 | 0 | 0
| Cost of Capital | (6)=avg[(6D),(6op)]xWACC | £m | 0 | 0 | 0 | 0 | 0 | 0 | 0 | 0 | 0 | 0 | 0 | 0 | 0 | 0 | 0 | 0 | 0 | 0 | 0 | 0 | 0 | 0 | 0 | 0 | 0 | 0 | 0 | 0 | 0 | 0 | 0 | 0 | 0 | 0 | 0 | 0 | 0 | 0 | 0 | 0 | 0 | 0 | 0 | 0 | 0 | 0 | 0 | 0 | 0 | 0
| Total Capitalised Costs | (7)=(5)+(6) | £m | 0 | 0 | 0 | 0 | 0 | 0 | 0 | 0 | 0 | 0 | 0 | 0 | 0 | 0 | 0 | 0 | 0 | 0 | 0 | 0 | 0 | 0 | 0 | 0 | 0 | 0 | 0 | 0 | 0 | 0 | 0 | 0 | 0 | 0 | 0 | 0 | 0 | 0 | 0 | 0 | 0 | 0 | 0 | 0 | 0 | 0 | 0 | 0 | 0 | 0
| Total Non-Capitalised Costs |  |  | 0 | 0 | 0 | 0 | 0 | 0 | 0 | 0 | 0 | 0 | 0 | 0 | 0 | 0 | 0 | 0 | 0 | 0 | 0 | 0 | 0 | 0 | 0 | 0 | 0 | 0 | 0 | 0 | 0 | 0 | 0 | 0 | 0 | 0 | 0 | 0 | 0 | 0 | 0 | 0 | 0 | 0 | 0 | 0 | 0 | 0 | 0 | 0 | 0 | 0
| Total Direct Costs |  |  | 0 | 0 | 0 | 0 | 0 | 0 | 0 | 0 | 0 | 0 | 0 | 0 | 0 | 0 | 0 | 0 | 0 | 0 | 0 | 0 | 0 | 0 | 0 | 0 | 0 | 0 | 0 | 0 | 0 | 0 | 0 | 0 | 0 | 0 | 0 | 0 | 0 | 0 | 0 | 0 | 0 | 0 | 0 | 0 | 0 | 0 | 0 | 0 | 0 | 0
Non-Financial Costs/Benefits
Calculated values
| Category | Description |  | 2027 | 2028 | 2029 | 2030 | 2031 | 2032 | 2033 | 2034 | 2035 | 2036 | 2037 | 2038 | 2039 | 2040 | 2041 | 2042 | 2043 | 2044 | 2045 | 2046 | 2047 | 2048 | 2049 | 2050 | 2051 | 2052 | 2053 | 2054 | 2055 | 2056 | 2057 | 2058 | 2059 | 2060 | 2061 | 2062 | 2063 | 2064 | 2065 | 2066 | 2067 | 2068 | 2069 | 2070 | 2071 | 2072 | 2073 | 2074 | 2075 | 2076
Non-financial benefits/costs - values | Environmental | Leakage | £m | 0 | 0 | 0 | 0 | 0 | 0 | 0 | 0 | 0 | 0 | 0 | 0 | 0 | 0 | 0 | 0 | 0 | 0 | 0 | 0 | 0 | 0 | 0 | 0 | 0 | 0 | 0 | 0 | 0 | 0 | 0 | 0 | 0 | 0 | 0 | 0 | 0 | 0 | 0 | 0 | 0 | 0 | 0 | 0 | 0 | 0 | 0 | 0 | 0 | 0
| Environmental |  | £m
| Environmental |  | £m
| Safety | Fatality risk | £m | 0 | 0 | 0 | 0 | 0 | 0 | 0 | 0 | 0 | 0 | 0 | 0 | 0 | 0 | 0 | 0 | 0 | 0 | 0 | 0 | 0 | 0 | 0 | 0 | 0 | 0 | 0 | 0 | 0 | 0 | 0 | 0 | 0 | 0 | 0 | 0 | 0 | 0 | 0 | 0 | 0 | 0 | 0 | 0 | 0 | 0 | 0 | 0 | 0 | 0
| Safety | Non-Fatality risk | £m | 0 | 0 | 0 | 0 | 0 | 0 | 0 | 0 | 0 | 0 | 0 | 0 | 0 | 0 | 0 | 0 | 0 | 0 | 0 | 0 | 0 | 0 | 0 | 0 | 0 | 0 | 0 | 0 | 0 | 0 | 0 | 0 | 0 | 0 | 0 | 0 | 0 | 0 | 0 | 0 | 0 | 0 | 0 | 0 | 0 | 0 | 0 | 0 | 0 | 0
| Safety |  | £m
| Safety |  | £m
| Financial | NGN VF Financial Risk | £m
| Financial | NGN VF Customer Risk | £m
| Financial | NGN VF Compliance Risk | £m
| Other |  | £m
| Other |  | £m
Inputs
| Category | Description |  | 2027 | 2028 | 2029 | 2030 | 2031 | 2032 | 2033 | 2034 | 2035 | 2036 | 2037 | 2038 | 2039 | 2040 | 2041 | 2042 | 2043 | 2044 | 2045 | 2046 | 2047 | 2048 | 2049 | 2050 | 2051 | 2052 | 2053 | 2054 | 2055 | 2056 | 2057 | 2058 | 2059 | 2060 | 2061 | 2062 | 2063 | 2064 | 2065 | 2066 | 2067 | 2068 | 2069 | 2070 | 2071 | 2072 | 2073 | 2074 | 2075 | 2076
Non-financial benefits/costs - inputs | Environmental | Leakage | GWh
Environmental
Environmental
| Safety | Fatality risk
| Safety | Non-Fatality risk
Safety
Safety
Other
Other
Other
Other
Other
Alternative carbon calculations |  |  |  | 2027 | 2028 | 2029 | 2030 | 2031 | 2032 | 2033 | 2034 | 2035 | 2036 | 2037 | 2038 | 2039 | 2040 | 2041 | 2042 | 2043 | 2044 | 2045 | 2046 | 2047 | 2048 | 2049 | 2050 | 2051 | 2052 | 2053 | 2054 | 2055 | 2056 | 2057 | 2058 | 2059 | 2060 | 2061 | 2062 | 2063 | 2064 | 2065 | 2066 | 2067 | 2068 | 2069 | 2070 | 2071 | 2072 | 2073 | 2074 | 2075 | 2076
Environmental costs - low CO2 cost | Environmental | Leakage | £m | 0 | 0 | 0 | 0 | 0 | 0 | 0 | 0 | 0 | 0 | 0 | 0 | 0 | 0 | 0 | 0 | 0 | 0 | 0 | 0 | 0 | 0 | 0 | 0 | 0 | 0 | 0 | 0 | 0 | 0 | 0 | 0 | 0 | 0 | 0 | 0 | 0 | 0 | 0 | 0 | 0 | 0 | 0 | 0 | 0 | 0 | 0 | 0 | 0 | 0
| Environmental |  | £m
| Environmental |  | £m
Environmental costs - high CO2 cost | Environmental | Leakage | £m | 0 | 0 | 0 | 0 | 0 | 0 | 0 | 0 | 0 | 0 | 0 | 0 | 0 | 0 | 0 | 0 | 0 | 0 | 0 | 0 | 0 | 0 | 0 | 0 | 0 | 0 | 0 | 0 | 0 | 0 | 0 | 0 | 0 | 0 | 0 | 0 | 0 | 0 | 0 | 0 | 0 | 0 | 0 | 0 | 0 | 0 | 0 | 0 | 0 | 0
| Environmental |  | £m
| Environmental |  | £m
Net Present Values
Discount factors and summary
|  |  |  | 2027 | 2028 | 2029 | 2030 | 2031 | 2032 | 2033 | 2034 | 2035 | 2036 | 2037 | 2038 | 2039 | 2040 | 2041 | 2042 | 2043 | 2044 | 2045 | 2046 | 2047 | 2048 | 2049 | 2050 | 2051 | 2052 | 2053 | 2054 | 2055 | 2056 | 2057 | 2058 | 2059 | 2060 | 2061 | 2062 | 2063 | 2064 | 2065 | 2066 | 2067 | 2068 | 2069 | 2070 | 2071 | 2072 | 2073 | 2074 | 2075 | 2076
Discount factors | Discount factor (Non-Safety) | =1/[(1+SRTP)^n] | % | 100% | 96.62% | 93.35% | 90.19% | 87.14% | 84.2% | 81.35% | 78.6% | 75.94% | 73.37% | 70.89% | 68.49% | 66.18% | 63.94% | 61.78% | 59.69% | 57.67% | 55.72% | 53.84% | 52.02% | 50.26% | 48.56% | 46.92% | 45.33% | 43.8% | 42.31% | 40.88% | 39.5% | 38.17% | 36.87% | 35.63% | 34.59% | 33.58% | 32.6% | 31.65% | 30.73% | 29.84% | 28.97% | 28.12% | 27.31% | 26.51% | 25.74% | 24.99% | 24.26% | 23.55% | 22.87% | 22.2% | 21.56% | 20.93% | 20.32%
| Discount factor (Safety) | =1/[(1+HDR)^n] | % | 100% | 98.52% | 97.07% | 95.63% | 94.22% | 92.83% | 91.45% | 90.1% | 88.77% | 87.46% | 86.17% | 84.89% | 83.64% | 82.4% | 81.18% | 79.99% | 78.8% | 77.64% | 76.49% | 75.36% | 74.25% | 73.15% | 72.07% | 71% | 69.95% | 68.92% | 67.9% | 66.9% | 65.91% | 64.94% | 63.98% | 63.16% | 62.36% | 61.57% | 60.79% | 60.02% | 59.25% | 58.5% | 57.76% | 57.03% | 56.3% | 55.59% | 54.88% | 54.18% | 53.5% | 52.82% | 52.15% | 51.48% | 50.83% | 50.19%
Summary of discounted costs/benefits | Capex |  | £m | 0 | 0 | 0 | 0 | 0 | 0 | 0 | 0 | 0 | 0 | 0 | 0 | 0 | 0 | 0 | 0 | 0 | 0 | 0 | 0 | 0 | 0 | 0 | 0 | 0 | 0 | 0 | 0 | 0 | 0 | 0 | 0 | 0 | 0 | 0 | 0 | 0 | 0 | 0 | 0 | 0 | 0 | 0 | 0 | 0 | 0 | 0 | 0 | 0 | 0
| Opex |  | £m | 0 | 0 | 0 | 0 | 0 | 0 | 0 | 0 | 0 | 0 | 0 | 0 | 0 | 0 | 0 | 0 | 0 | 0 | 0 | 0 | 0 | 0 | 0 | 0 | 0 | 0 | 0 | 0 | 0 | 0 | 0 | 0 | 0 | 0 | 0 | 0 | 0 | 0 | 0 | 0 | 0 | 0 | 0 | 0 | 0 | 0 | 0 | 0 | 0 | 0
| Pass Through Costs |  | £m | 0 | 0 | 0 | 0 | 0 | 0 | 0 | 0 | 0 | 0 | 0 | 0 | 0 | 0 | 0 | 0 | 0 | 0 | 0 | 0 | 0 | 0 | 0 | 0 | 0 | 0 | 0 | 0 | 0 | 0 | 0 | 0 | 0 | 0 | 0 | 0 | 0 | 0 | 0 | 0 | 0 | 0 | 0 | 0 | 0 | 0 | 0 | 0 | 0 | 0
| Environmental - central CO2 cost |  | £m | 0 | 0 | 0 | 0 | 0 | 0 | 0 | 0 | 0 | 0 | 0 | 0 | 0 | 0 | 0 | 0 | 0 | 0 | 0 | 0 | 0 | 0 | 0 | 0 | 0 | 0 | 0 | 0 | 0 | 0 | 0 | 0 | 0 | 0 | 0 | 0 | 0 | 0 | 0 | 0 | 0 | 0 | 0 | 0 | 0 | 0 | 0 | 0 | 0 | 0
| Environmental - low CO2 cost |  | £m | 0 | 0 | 0 | 0 | 0 | 0 | 0 | 0 | 0 | 0 | 0 | 0 | 0 | 0 | 0 | 0 | 0 | 0 | 0 | 0 | 0 | 0 | 0 | 0 | 0 | 0 | 0 | 0 | 0 | 0 | 0 | 0 | 0 | 0 | 0 | 0 | 0 | 0 | 0 | 0 | 0 | 0 | 0 | 0 | 0 | 0 | 0 | 0 | 0 | 0
| Environmental - high CO2 cost |  | £m | 0 | 0 | 0 | 0 | 0 | 0 | 0 | 0 | 0 | 0 | 0 | 0 | 0 | 0 | 0 | 0 | 0 | 0 | 0 | 0 | 0 | 0 | 0 | 0 | 0 | 0 | 0 | 0 | 0 | 0 | 0 | 0 | 0 | 0 | 0 | 0 | 0 | 0 | 0 | 0 | 0 | 0 | 0 | 0 | 0 | 0 | 0 | 0 | 0 | 0
| Safety |  | £m | 0 | 0 | 0 | 0 | 0 | 0 | 0 | 0 | 0 | 0 | 0 | 0 | 0 | 0 | 0 | 0 | 0 | 0 | 0 | 0 | 0 | 0 | 0 | 0 | 0 | 0 | 0 | 0 | 0 | 0 | 0 | 0 | 0 | 0 | 0 | 0 | 0 | 0 | 0 | 0 | 0 | 0 | 0 | 0 | 0 | 0 | 0 | 0 | 0 | 0
| Financial |  | £m | 0 | 0 | 0 | 0 | 0 | 0 | 0 | 0 | 0 | 0 | 0 | 0 | 0 | 0 | 0 | 0 | 0 | 0 | 0 | 0 | 0 | 0 | 0 | 0 | 0 | 0 | 0 | 0 | 0 | 0 | 0 | 0 | 0 | 0 | 0 | 0 | 0 | 0 | 0 | 0 | 0 | 0 | 0 | 0 | 0 | 0 | 0 | 0 | 0 | 0
| Other |  | £m | 0 | 0 | 0 | 0 | 0 | 0 | 0 | 0 | 0 | 0 | 0 | 0 | 0 | 0 | 0 | 0 | 0 | 0 | 0 | 0 | 0 | 0 | 0 | 0 | 0 | 0 | 0 | 0 | 0 | 0 | 0 | 0 | 0 | 0 | 0 | 0 | 0 | 0 | 0 | 0 | 0 | 0 | 0 | 0 | 0 | 0 | 0 | 0 | 0 | 0
Annual Total | Total - central carbon cost |  | £m | 0 | 0 | 0 | 0 | 0 | 0 | 0 | 0 | 0 | 0 | 0 | 0 | 0 | 0 | 0 | 0 | 0 | 0 | 0 | 0 | 0 | 0 | 0 | 0 | 0 | 0 | 0 | 0 | 0 | 0 | 0 | 0 | 0 | 0 | 0 | 0 | 0 | 0 | 0 | 0 | 0 | 0 | 0 | 0 | 0 | 0 | 0 | 0 | 0 | 0
| Total - low carbon cost |  | £m | 0 | 0 | 0 | 0 | 0 | 0 | 0 | 0 | 0 | 0 | 0 | 0 | 0 | 0 | 0 | 0 | 0 | 0 | 0 | 0 | 0 | 0 | 0 | 0 | 0 | 0 | 0 | 0 | 0 | 0 | 0 | 0 | 0 | 0 | 0 | 0 | 0 | 0 | 0 | 0 | 0 | 0 | 0 | 0 | 0 | 0 | 0 | 0 | 0 | 0
| Total - high carbon cost |  | £m | 0 | 0 | 0 | 0 | 0 | 0 | 0 | 0 | 0 | 0 | 0 | 0 | 0 | 0 | 0 | 0 | 0 | 0 | 0 | 0 | 0 | 0 | 0 | 0 | 0 | 0 | 0 | 0 | 0 | 0 | 0 | 0 | 0 | 0 | 0 | 0 | 0 | 0 | 0 | 0 | 0 | 0 | 0 | 0 | 0 | 0 | 0 | 0 | 0 | 0
Net Present Value | NPV - central carbon cost |  | £m | 0 | 0 | 0 | 0 | 0 | 0 | 0 | 0 | 0 | 0 | 0 | 0 | 0 | 0 | 0 | 0 | 0 | 0 | 0 | 0 | 0 | 0 | 0 | 0 | 0 | 0 | 0 | 0 | 0 | 0 | 0 | 0 | 0 | 0 | 0 | 0 | 0 | 0 | 0 | 0 | 0 | 0 | 0 | 0 | 0 | 0 | 0 | 0 | 0 | 0
| NPV - low carbon cost |  | £m | 0 | 0 | 0 | 0 | 0 | 0 | 0 | 0 | 0 | 0 | 0 | 0 | 0 | 0 | 0 | 0 | 0 | 0 | 0 | 0 | 0 | 0 | 0 | 0 | 0 | 0 | 0 | 0 | 0 | 0 | 0 | 0 | 0 | 0 | 0 | 0 | 0 | 0 | 0 | 0 | 0 | 0 | 0 | 0 | 0 | 0 | 0 | 0 | 0 | 0
| NPV - high carbon cost |  | £m | 0 | 0 | 0 | 0 | 0 | 0 | 0 | 0 | 0 | 0 | 0 | 0 | 0 | 0 | 0 | 0 | 0 | 0 | 0 | 0 | 0 | 0 | 0 | 0 | 0 | 0 | 0 | 0 | 0 | 0 | 0 | 0 | 0 | 0 | 0 | 0 | 0 | 0 | 0 | 0 | 0 | 0 | 0 | 0 | 0 | 0 | 0 | 0 | 0 | 0
Comparison to baseline
|  |  |  | 2027 | 2028 | 2029 | 2030 | 2031 | 2032 | 2033 | 2034 | 2035 | 2036 | 2037 | 2038 | 2039 | 2040 | 2041 | 2042 | 2043 | 2044 | 2045 | 2046 | 2047 | 2048 | 2049 | 2050 | 2051 | 2052 | 2053 | 2054 | 2055 | 2056 | 2057 | 2058 | 2059 | 2060 | 2061 | 2062 | 2063 | 2064 | 2065 | 2066 | 2067 | 2068 | 2069 | 2070 | 2071 | 2072 | 2073 | 2074 | 2075 | 2076
Summary of discounted costs/benefits | Capex |  | £m | 0 | 0 | 0 | 0 | 0 | 0 | 0 | 0 | 0 | 0 | 0 | 0 | 0 | 0 | 0 | 0 | 0 | 0 | 0 | 0 | 0 | 0 | 0 | 0 | 0 | 0 | 0 | 0 | 0 | 0 | 0 | 0 | 0 | 0 | 0 | 0 | 0 | 0 | 0 | 0 | 0 | 0 | 0 | 0 | 0 | 0 | 0 | 0 | 0 | 0
| Opex |  | £m | 0 | 0 | 0 | 0 | 0 | 0 | 0 | 0 | 0 | 0 | 0 | 0 | 0 | 0 | 0 | 0 | 0 | 0 | 0 | 0 | 0 | 0 | 0 | 0 | 0 | 0 | 0 | 0 | 0 | 0 | 0 | 0 | 0 | 0 | 0 | 0 | 0 | 0 | 0 | 0 | 0 | 0 | 0 | 0 | 0 | 0 | 0 | 0 | 0 | 0
| Pass Through Costs |  | £m | 3.5077 | 3.4282 | 3.3506 | 3.2749 | 3.2011 | 3.1291 | 3.0588 | 2.9902 | 2.9233 | 2.858 | 2.7943 | 2.7321 | 2.6715 | 2.6123 | 2.5546 | 2.4982 | 2.4433 | 2.3896 | 2.3373 | 2.2863 | 2.2365 | 2.1879 | 2.1405 | 2.0942 | 2.0491 | 2.0051 | 1.9621 | 1.9202 | 1.8794 | 1.8395 | 1.8006 | 1.7712 | 1.7424 | 1.7142 | 1.6865 | 1.6595 | 1.633 | 1.6071 | 1.5817 | 1.5568 | 1.5325 | 1.5087 | 1.4854 | 1.4625 | 1.4402 | 1.4183 | 1.3969 | 1.376 | 1.3555 | 1.3353
| Environmental - central CO2 cost |  | £m | 20.9147 | 20.8045 | 20.6182 | 20.4305 | 20.3095 | 20.1844 | 19.9906 | 19.8596 | 19.7253 | 19.5273 | 19.3885 | 19.247 | 19.1032 | 19.0127 | 18.8635 | 18.7126 | 18.5602 | 18.4571 | 18.301 | 18.1924 | 18.0334 | 17.9202 | 17.8045 | 17.6864 | 17.5563 | 17.4269 | 17.3002 | 17.1707 | 17.0392 | 16.9064 | 16.7734 | 16.7206 | 16.6659 | 16.6098 | 16.5525 | 16.494 | 16.4344 | 16.3739 | 16.3124 | 16.2502 | 16.1873 | 16.1237 | 16.0597 | 15.9952 | 15.9304 | 15.8653 | 15.8 | 15.7346 | 15.6692 | 15.6022
| Environmental - low CO2 cost |  | £m | 10.4739 | 10.3925 | 10.312 | 10.2326 | 10.1542 | 10.0768 | 10.0005 | 9.9251 | 9.8507 | 9.7774 | 9.705 | 9.6336 | 9.5632 | 9.4938 | 9.4233 | 9.3537 | 9.2852 | 9.2176 | 9.1511 | 9.0855 | 9.0209 | 8.9573 | 8.8947 | 8.833 | 8.7667 | 8.7007 | 8.6345 | 8.5678 | 8.5004 | 8.4324 | 8.3642 | 8.3359 | 8.307 | 8.2774 | 8.2472 | 8.2165 | 8.1853 | 8.1536 | 8.1216 | 8.0892 | 8.0565 | 8.0236 | 7.9904 | 7.9571 | 7.9236 | 7.89 | 7.8564 | 7.8227 | 7.7891 | 7.7547
| Environmental - high CO2 cost |  | £m | 31.4218 | 31.1774 | 30.9361 | 30.6978 | 30.4626 | 30.2305 | 30.0014 | 29.7753 | 29.5522 | 29.3322 | 29.1151 | 28.9009 | 28.6897 | 28.4815 | 28.2698 | 28.0612 | 27.8555 | 27.6528 | 27.4532 | 27.2564 | 27.0627 | 26.8719 | 26.684 | 26.499 | 26.3001 | 26.1021 | 25.9036 | 25.7034 | 25.5011 | 25.2971 | 25.0925 | 25.0078 | 24.921 | 24.8322 | 24.7416 | 24.6495 | 24.5558 | 24.4609 | 24.3647 | 24.2676 | 24.1695 | 24.0707 | 23.9712 | 23.8712 | 23.7708 | 23.6701 | 23.5692 | 23.4682 | 23.3673 | 23.2641
| Safety |  | £m | 0.79658 | 0.80743 | 0.81856 | 0.82995 | 0.84163 | 0.85359 | 0.86584 | 0.87839 | 0.89125 | 0.90441 | 0.91789 | 0.93169 | 0.94582 | 0.96029 | 0.9751 | 0.99026 | 1.0058 | 1.0217 | 1.0379 | 1.0546 | 1.0716 | 1.089 | 1.1068 | 1.1251 | 1.1438 | 1.1629 | 1.1824 | 1.2024 | 1.2228 | 1.2438 | 1.2652 | 1.2898 | 1.315 | 1.3408 | 1.3673 | 1.3944 | 1.4221 | 1.4506 | 1.4797 | 1.5095 | 1.5401 | 1.5714 | 1.6035 | 1.6363 | 1.6699 | 1.7044 | 1.7397 | 1.7758 | 1.8128 | 1.8506
| Financial |  |  | 11.4114 | 11.2202 | 11.035 | 10.8557 | 10.682 | 10.5138 | 10.3509 | 10.1931 | 10.0404 | 9.8925 | 9.7493 | 9.6106 | 9.4763 | 9.3464 | 9.2206 | 9.0988 | 8.9809 | 8.8667 | 8.7563 | 8.6494 | 8.546 | 8.4459 | 8.349 | 8.2553 | 8.1646 | 8.0769 | 7.9921 | 7.9101 | 7.8307 | 7.754 | 7.6798 | 7.645 | 7.6122 | 7.5811 | 7.5519 | 7.5245 | 7.4988 | 7.4747 | 7.4524 | 7.4317 | 7.4126 | 7.395 | 7.379 | 7.3645 | 7.3514 | 7.3398 | 7.3296 | 7.3207 | 7.3133 | 7.3058
| Other |  | £m | 0 | 0 | 0 | 0 | 0 | 0 | 0 | 0 | 0 | 0 | 0 | 0 | 0 | 0 | 0 | 0 | 0 | 0 | 0 | 0 | 0 | 0 | 0 | 0 | 0 | 0 | 0 | 0 | 0 | 0 | 0 | 0 | 0 | 0 | 0 | 0 | 0 | 0 | 0 | 0 | 0 | 0 | 0 | 0 | 0 | 0 | 0 | 0 | 0 | 0
Annual Total | Total - central carbon cost |  | £m | 36.6304 | 36.2603 | 35.8224 | 35.391 | 35.0342 | 34.6808 | 34.266 | 33.9213 | 33.5802 | 33.1821 | 32.8499 | 32.5214 | 32.1969 | 31.9316 | 31.6137 | 31.2999 | 30.9901 | 30.7352 | 30.4326 | 30.1827 | 29.8875 | 29.643 | 29.4008 | 29.161 | 28.9138 | 28.6718 | 28.4368 | 28.2034 | 27.9721 | 27.7437 | 27.519 | 27.4265 | 27.3354 | 27.2459 | 27.1582 | 27.0723 | 26.9883 | 26.9062 | 26.8262 | 26.7482 | 26.6724 | 26.5988 | 26.5275 | 26.4585 | 26.3919 | 26.3278 | 26.2662 | 26.2071 | 26.1507 | 26.0938
| Total - low carbon cost |  | £m | 26.1895 | 25.8482 | 25.5162 | 25.1931 | 24.8789 | 24.5732 | 24.2759 | 23.9868 | 23.7056 | 23.4322 | 23.1664 | 22.908 | 22.6569 | 22.4128 | 22.1735 | 21.941 | 21.7151 | 21.4957 | 21.2826 | 21.0757 | 20.8749 | 20.6801 | 20.491 | 20.3076 | 20.1242 | 19.9456 | 19.7712 | 19.6005 | 19.4333 | 19.2696 | 19.1097 | 19.0419 | 18.9765 | 18.9135 | 18.8529 | 18.7948 | 18.7392 | 18.686 | 18.6354 | 18.5873 | 18.5417 | 18.4987 | 18.4582 | 18.4203 | 18.3851 | 18.3525 | 18.3225 | 18.2952 | 18.2706 | 18.2464
| Total - high carbon cost |  | £m | 47.1374 | 46.6331 | 46.1402 | 45.6584 | 45.1873 | 44.7269 | 44.2769 | 43.837 | 43.4071 | 42.987 | 42.5765 | 42.1753 | 41.7834 | 41.4004 | 41.02 | 40.6484 | 40.2854 | 39.9309 | 39.5847 | 39.2467 | 38.9167 | 38.5946 | 38.2803 | 37.9736 | 37.6576 | 37.347 | 37.0402 | 36.7361 | 36.4341 | 36.1343 | 35.838 | 35.7138 | 35.5905 | 35.4683 | 35.3473 | 35.2278 | 35.1097 | 34.9933 | 34.8785 | 34.7656 | 34.6547 | 34.5458 | 34.439 | 34.3345 | 34.2323 | 34.1325 | 34.0353 | 33.9407 | 33.8488 | 33.7558
Net Present Value | Total - central carbon cost |  | £m | 36.6304 | 72.8906 | 108.713 | 144.1041 | 179.1383 | 213.8191 | 248.0851 | 282.0064 | 315.5865 | 348.7687 | 381.6185 | 414.1399 | 446.3368 | 478.2684 | 509.8822 | 541.182 | 572.1721 | 602.9073 | 633.3398 | 663.5225 | 693.41 | 723.053 | 752.4538 | 781.6148 | 810.5285 | 839.2003 | 867.6371 | 895.8406 | 923.8127 | 951.5564 | 979.0754 | 1006.5019 | 1033.8373 | 1061.0832 | 1088.2413 | 1115.3137 | 1142.302 | 1169.2082 | 1196.0344 | 1222.7827 | 1249.4551 | 1276.0539 | 1302.5814 | 1329.04 | 1355.4319 | 1381.7597 | 1408.0259 | 1434.233 | 1460.3837 | 1486.4775
| Total - low carbon cost |  | £m | 26.1895 | 52.0378 | 77.554 | 102.7471 | 127.626 | 152.1993 | 176.4752 | 200.462 | 224.1676 | 247.5998 | 270.7663 | 293.6743 | 316.3312 | 338.7439 | 360.9174 | 382.8584 | 404.5734 | 426.0691 | 447.3517 | 468.4274 | 489.3023 | 509.9824 | 530.4734 | 550.781 | 570.9052 | 590.8508 | 610.622 | 630.2225 | 649.6558 | 668.9254 | 688.0351 | 707.077 | 726.0535 | 744.967 | 763.8199 | 782.6147 | 801.3539 | 820.0399 | 838.6753 | 857.2626 | 875.8042 | 894.3029 | 912.7611 | 931.1814 | 949.5665 | 967.919 | 986.2416 | 1004.5368 | 1022.8074 | 1041.0538
| Total - high carbon cost |  | £m | 47.1374 | 93.7705 | 139.9108 | 185.5691 | 230.7564 | 275.4833 | 319.7602 | 363.5972 | 407.0044 | 449.9914 | 492.5678 | 534.7431 | 576.5265 | 617.9269 | 658.947 | 699.5954 | 739.8808 | 779.8117 | 819.3964 | 858.643 | 897.5597 | 936.1544 | 974.4347 | 1012.4083 | 1050.0659 | 1087.4129 | 1124.4531 | 1161.1892 | 1197.6233 | 1233.7576 | 1269.5957 | 1305.3095 | 1340.9 | 1376.3682 | 1411.7156 | 1446.9433 | 1482.0531 | 1517.0463 | 1551.9249 | 1586.6905 | 1621.3452 | 1655.891 | 1690.33 | 1724.6645 | 1758.8968 | 1793.0293 | 1827.0646 | 1861.0053 | 1894.8541 | 1928.6099
|  |  |  | 2027 | 2028 | 2029 | 2030 | 2031 | 2032 | 2033 | 2034 | 2035 | 2036 | 2037 | 2038 | 2039 | 2040 | 2041 | 2042 | 2043 | 2044 | 2045 | 2046 | 2047 | 2048 | 2049 | 2050 | 2051 | 2052 | 2053 | 2054 | 2055 | 2056 | 2057 | 2058 | 2059 | 2060 | 2061 | 2062 | 2063 | 2064 | 2065 | 2066 | 2067 | 2068 | 2069 | 2070 | 2071 | 2072 | 2073 | 2074 | 2075 | 2076
| Monetised risk - memo line |  | £m
Note on B10: Ofgem: Enter as year (eg 2027)
Note on C158: Duncan Innes:GT/GD
Note on C161: Duncan Innes: All sectors
Note on C162: Duncan Innes: All sectors
Note on B229: Ofgem: This line records the total monetised risk of the modelled scenario. It acts as a cross-reference between the CBA and NARM BPDTs and should not directly link to any formulas in the CBA analysis above.

## Option_7 Workings (hidden)
Additional cost/benefit explanations
Please provide a short explanation of any additional cost/benefit lines that have been completed in addition to the pre-populated ones. This should include both a description of the nature of the cost/benefit, and an explanation of how the value was calculated, citing appropriate sources (eg for relevant global warming potentials). If an explanation has been provided within the EJP, then simply provide a reference to the relevant page number.
Long term cost/benefit assumptions
Please briefly summarise the assumptions you have used to calculate long-term (ie beyond the duration of the RIIO3 price control) costs and other inputs (eg "Opex assumed to increase at 1%/year based on historic trends"). In most cases we would expect these to be the same across the baseline and different options, but where this is not the case additional tabs can be completed as necessary. If detailed descriptions are required (eg to explain assumptions around whole life costs of assets) these should be included as part of the EJP
Capex
Opex
Leakage
Fatality risk
Non-Fatality risk
Cost cross-referencing
If there is any explanation required on how the cost data set out in the EJP totals to the lines in the CBA, please provide it here.

## Option_8 (hidden)
Summary | [7 empty] | Text Descriptions
[8 empty] | Option Description - this should allow us to quickly recognise the option being assessed (based on descriptions in the EJP and other documents) and distinguish it both from other investment areas and from other options. If appropriate, please provide sitemaps, photos or any other documents that will help with this identification (likely to be relevant for major projects rather than asset classes) | [6 empty] | Stakeholder Support Summary - please provide a synopsis which details the feedback from stakeholder group(s)
Option Name |  |  |  | Date Undertaken:
Scheme Reference ID
Expenditure Type |  |  |  | Authorised By:
Preferred Option (Y/N)
Spend Area (Please include relevant RRP/BPDT Table Reference)
First year of expenditure outflow | 2027
Payback position at year | Central CO2 Cost - PV of costs & benefits (£m) | Central CO2 Cost - NPV relative to baseline (£m) | Low CO2 cost - PV of costs & benefits (£m) | Low CO2 cost - NPV relative to baseline (£m) | High CO2 cost - PV of costs & benefits (£m) | High CO2 cost - NPV relative to baseline (£m)
2035 | 0 | 315.5865 | 0 | 224.1676 | 0 | 407.0044
2040 | 0 | 478.2684 | 0 | 338.7439 | 0 | 617.9269
2045 | 0 | 633.3398 | 0 | 447.3517 | 0 | 819.3964
2050 | 0 | 781.6148 | 0 | 550.781 | 0 | 1012.4083
2060 | 0 | 1061.0832 | 0 | 744.967 | 0 | 1376.3682
2070 | 0 | 1329.04 | 0 | 931.1814 | 0 | 1724.6645
Capitalisation rate | 100% | [6 empty] | Engineering Justification Summary - please provide a synopsis & share the document which articulates the full detailed explanation | [6 empty] | Company View - please provide a synopsis which details your view of how beneficial this option is.
Expenditure Profile - Summary
| 2027 | 2028 | 2029 | 2030 | 2031 | Post RIIO3
| (£m) | (£m) | (£m) | (£m) | (£m) | (£m)
Capitalised costs | 0 | 0 | 0 | 0 | 0 | 0
Non-capitalised costs | 0 | 0 | 0 | 0 | 0 | 0
| Asset Class | Unit | Comments
Output
Financial Costs
Inputs
|  |  |  | RIIO3 |  |  |  |  | RIIO4 |  |  |  |  | RIIO5 |  |  |  |  | RIIO6 |  |  |  |  | RIIO7 |  |  |  |  | RIIO8 |  |  |  |  | RIIO9 |  |  |  |  | RIIO10 |  |  |  |  | RIIO11 |  |  |  |  | RIIO12
|  |  |  | 1 | 2 | 3 | 4 | 5 | 6 | 7 | 8 | 9 | 10 | 11 | 12 | 13 | 14 | 15 | 16 | 17 | 18 | 19 | 20 | 21 | 22 | 23 | 24 | 25 | 26 | 27 | 28 | 29 | 30 | 31 | 32 | 33 | 34 | 35 | 36 | 37 | 38 | 39 | 40 | 41 | 42 | 43 | 44 | 45 | 46 | 47 | 48 | 49 | 50
| Asset Class | Intervention type |  | 2027 | 2028 | 2029 | 2030 | 2031 | 2032 | 2033 | 2034 | 2035 | 2036 | 2037 | 2038 | 2039 | 2040 | 2041 | 2042 | 2043 | 2044 | 2045 | 2046 | 2047 | 2048 | 2049 | 2050 | 2051 | 2052 | 2053 | 2054 | 2055 | 2056 | 2057 | 2058 | 2059 | 2060 | 2061 | 2062 | 2063 | 2064 | 2065 | 2066 | 2067 | 2068 | 2069 | 2070 | 2071 | 2072 | 2073 | 2074 | 2075 | 2076
Capex/Repex |  |  | £m
£m
£m
£m
£m
£m
£m
£m
£m
£m
| Total Capex | (1) | £m | 0 | 0 | 0 | 0 | 0 | 0 | 0 | 0 | 0 | 0 | 0 | 0 | 0 | 0 | 0 | 0 | 0 | 0 | 0 | 0 | 0 | 0 | 0 | 0 | 0 | 0 | 0 | 0 | 0 | 0 | 0 | 0 | 0 | 0 | 0 | 0 | 0 | 0 | 0 | 0 | 0 | 0 | 0 | 0 | 0 | 0 | 0 | 0 | 0 | 0
Associated direct opex |  |  | £m
£m
£m
£m
£m
| Total Opex |  | £m | 0 | 0 | 0 | 0 | 0 | 0 | 0 | 0 | 0 | 0 | 0 | 0 | 0 | 0 | 0 | 0 | 0 | 0 | 0 | 0 | 0 | 0 | 0 | 0 | 0 | 0 | 0 | 0 | 0 | 0 | 0 | 0 | 0 | 0 | 0 | 0 | 0 | 0 | 0 | 0 | 0 | 0 | 0 | 0 | 0 | 0 | 0 | 0 | 0 | 0
Pass through costs | Leakage |  | £m | 0 | 0 | 0 | 0 | 0 | 0 | 0 | 0 | 0 | 0 | 0 | 0 | 0 | 0 | 0 | 0 | 0 | 0 | 0 | 0 | 0 | 0 | 0 | 0 | 0 | 0 | 0 | 0 | 0 | 0 | 0 | 0 | 0 | 0 | 0 | 0 | 0 | 0 | 0 | 0 | 0 | 0 | 0 | 0 | 0 | 0 | 0 | 0 | 0 | 0
£m
| Total Pass Through Costs |  | £m | 0 | 0 | 0 | 0 | 0 | 0 | 0 | 0 | 0 | 0 | 0 | 0 | 0 | 0 | 0 | 0 | 0 | 0 | 0 | 0 | 0 | 0 | 0 | 0 | 0 | 0 | 0 | 0 | 0 | 0 | 0 | 0 | 0 | 0 | 0 | 0 | 0 | 0 | 0 | 0 | 0 | 0 | 0 | 0 | 0 | 0 | 0 | 0 | 0 | 0
Annual cost calculations |  |  |  | 2027 | 2028 | 2029 | 2030 | 2031 | 2032 | 2033 | 2034 | 2035 | 2036 | 2037 | 2038 | 2039 | 2040 | 2041 | 2042 | 2043 | 2044 | 2045 | 2046 | 2047 | 2048 | 2049 | 2050 | 2051 | 2052 | 2053 | 2054 | 2055 | 2056 | 2057 | 2058 | 2059 | 2060 | 2061 | 2062 | 2063 | 2064 | 2065 | 2066 | 2067 | 2068 | 2069 | 2070 | 2071 | 2072 | 2073 | 2074 | 2075 | 2076
| Capitalisation rates | (2) | % | 100% | 100% | 100% | 100% | 100% | 100% | 100% | 100% | 100% | 100% | 100% | 100% | 100% | 100% | 100% | 100% | 100% | 100% | 100% | 100% | 100% | 100% | 100% | 0% | 0% | 0% | 0% | 0% | 0% | 0% | 0% | 0% | 0% | 0% | 0% | 0% | 0% | 0% | 0% | 0% | 0% | 0% | 0% | 0% | 0% | 0% | 0% | 0% | 0% | 0%
| Capitalised investment | (3)=(1)x(2) | £m | 0 | 0 | 0 | 0 | 0 | 0 | 0 | 0 | 0 | 0 | 0 | 0 | 0 | 0 | 0 | 0 | 0 | 0 | 0 | 0 | 0 | 0 | 0 | 0 | 0 | 0 | 0 | 0 | 0 | 0 | 0 | 0 | 0 | 0 | 0 | 0 | 0 | 0 | 0 | 0 | 0 | 0 | 0 | 0 | 0 | 0 | 0 | 0 | 0 | 0
| Investment to be expensed | (4)=(1)-(3) | £m | 0 | 0 | 0 | 0 | 0 | 0 | 0 | 0 | 0 | 0 | 0 | 0 | 0 | 0 | 0 | 0 | 0 | 0 | 0 | 0 | 0 | 0 | 0 | 0 | 0 | 0 | 0 | 0 | 0 | 0 | 0 | 0 | 0 | 0 | 0 | 0 | 0 | 0 | 0 | 0 | 0 | 0 | 0 | 0 | 0 | 0 | 0 | 0 | 0 | 0
| 2027 Depreciation | (5)2027=(3)2027*Dep_ratet | £m |  | 0 | 0 | 0 | 0 | 0 | 0 | 0 | 0 | 0 | 0 | 0 | 0 | 0 | 0 | 0 | 0 | 0 | 0 | 0 | 0 | 0 | 0 | 0 | 0 | 0 | 0 | 0 | 0 | 0 | 0 | 0 | 0 | 0 | 0 | 0 | 0 | 0 | 0 | 0 | 0 | 0 | 0 | 0 | 0 | 0 | 0 | 0 | 0 | 0
| 2028 Depreciation | (5)2028=(3)2028*Dep_ratet | £m |  |  | 0 | 0 | 0 | 0 | 0 | 0 | 0 | 0 | 0 | 0 | 0 | 0 | 0 | 0 | 0 | 0 | 0 | 0 | 0 | 0 | 0 | 0 | 0 | 0 | 0 | 0 | 0 | 0 | 0 | 0 | 0 | 0 | 0 | 0 | 0 | 0 | 0 | 0 | 0 | 0 | 0 | 0 | 0 | 0 | 0 | 0 | 0 | 0
| 2029 Depreciation | (5)2029=(3)2029*Dep_ratet | £m |  |  |  | 0 | 0 | 0 | 0 | 0 | 0 | 0 | 0 | 0 | 0 | 0 | 0 | 0 | 0 | 0 | 0 | 0 | 0 | 0 | 0 | 0 | 0 | 0 | 0 | 0 | 0 | 0 | 0 | 0 | 0 | 0 | 0 | 0 | 0 | 0 | 0 | 0 | 0 | 0 | 0 | 0 | 0 | 0 | 0 | 0 | 0 | 0
| 2030 Depreciation | (5)2030=(3)2030*Dep_ratet | £m |  |  |  |  | 0 | 0 | 0 | 0 | 0 | 0 | 0 | 0 | 0 | 0 | 0 | 0 | 0 | 0 | 0 | 0 | 0 | 0 | 0 | 0 | 0 | 0 | 0 | 0 | 0 | 0 | 0 | 0 | 0 | 0 | 0 | 0 | 0 | 0 | 0 | 0 | 0 | 0 | 0 | 0 | 0 | 0 | 0 | 0 | 0 | 0
| 2031 Depreciation | (5)2031=(3)2031*Dep_ratet | £m | [5 empty] | 0 | 0 | 0 | 0 | 0 | 0 | 0 | 0 | 0 | 0 | 0 | 0 | 0 | 0 | 0 | 0 | 0 | 0 | 0 | 0 | 0 | 0 | 0 | 0 | 0 | 0 | 0 | 0 | 0 | 0 | 0 | 0 | 0 | 0 | 0 | 0 | 0 | 0 | 0 | 0 | 0 | 0 | 0 | 0 | 0
| 2032 Depreciation | (5)2032=(3)2032*Dep_ratet | £m | [6 empty] | 0 | 0 | 0 | 0 | 0 | 0 | 0 | 0 | 0 | 0 | 0 | 0 | 0 | 0 | 0 | 0 | 0 | 0 | 0 | 0 | 0 | 0 | 0 | 0 | 0 | 0 | 0 | 0 | 0 | 0 | 0 | 0 | 0 | 0 | 0 | 0 | 0 | 0 | 0 | 0 | 0 | 0 | 0 | 0
| 2033 Depreciation | (5)2033=(3)2033*Dep_ratet | £m | [7 empty] | 0 | 0 | 0 | 0 | 0 | 0 | 0 | 0 | 0 | 0 | 0 | 0 | 0 | 0 | 0 | 0 | 0 | 0 | 0 | 0 | 0 | 0 | 0 | 0 | 0 | 0 | 0 | 0 | 0 | 0 | 0 | 0 | 0 | 0 | 0 | 0 | 0 | 0 | 0 | 0 | 0 | 0 | 0
| 2034 Depreciation | (5)2034=(3)2034*Dep_ratet | £m | [8 empty] | 0 | 0 | 0 | 0 | 0 | 0 | 0 | 0 | 0 | 0 | 0 | 0 | 0 | 0 | 0 | 0 | 0 | 0 | 0 | 0 | 0 | 0 | 0 | 0 | 0 | 0 | 0 | 0 | 0 | 0 | 0 | 0 | 0 | 0 | 0 | 0 | 0 | 0 | 0 | 0 | 0 | 0
| 2035 Depreciation | (5)2035=(3)2035*Dep_ratet | £m | [9 empty] | 0 | 0 | 0 | 0 | 0 | 0 | 0 | 0 | 0 | 0 | 0 | 0 | 0 | 0 | 0 | 0 | 0 | 0 | 0 | 0 | 0 | 0 | 0 | 0 | 0 | 0 | 0 | 0 | 0 | 0 | 0 | 0 | 0 | 0 | 0 | 0 | 0 | 0 | 0 | 0 | 0
| 2036 Depreciation | (5)2036=(3)2036*Dep_ratet | £m | [10 empty] | 0 | 0 | 0 | 0 | 0 | 0 | 0 | 0 | 0 | 0 | 0 | 0 | 0 | 0 | 0 | 0 | 0 | 0 | 0 | 0 | 0 | 0 | 0 | 0 | 0 | 0 | 0 | 0 | 0 | 0 | 0 | 0 | 0 | 0 | 0 | 0 | 0 | 0 | 0 | 0
| 2037 Depreciation | (5)2037=(3)2037*Dep_ratet | £m | [11 empty] | 0 | 0 | 0 | 0 | 0 | 0 | 0 | 0 | 0 | 0 | 0 | 0 | 0 | 0 | 0 | 0 | 0 | 0 | 0 | 0 | 0 | 0 | 0 | 0 | 0 | 0 | 0 | 0 | 0 | 0 | 0 | 0 | 0 | 0 | 0 | 0 | 0 | 0 | 0
| 2038 Depreciation | (5)2038=(3)2038*Dep_ratet | £m | [12 empty] | 0 | 0 | 0 | 0 | 0 | 0 | 0 | 0 | 0 | 0 | 0 | 0 | 0 | 0 | 0 | 0 | 0 | 0 | 0 | 0 | 0 | 0 | 0 | 0 | 0 | 0 | 0 | 0 | 0 | 0 | 0 | 0 | 0 | 0 | 0 | 0 | 0 | 0
| 2039 Depreciation | (5)2039=(3)2039*Dep_ratet | £m | [13 empty] | 0 | 0 | 0 | 0 | 0 | 0 | 0 | 0 | 0 | 0 | 0 | 0 | 0 | 0 | 0 | 0 | 0 | 0 | 0 | 0 | 0 | 0 | 0 | 0 | 0 | 0 | 0 | 0 | 0 | 0 | 0 | 0 | 0 | 0 | 0 | 0 | 0
| 2040 Depreciation | (5)2040=(3)2040*Dep_ratet | £m | [14 empty] | 0 | 0 | 0 | 0 | 0 | 0 | 0 | 0 | 0 | 0 | 0 | 0 | 0 | 0 | 0 | 0 | 0 | 0 | 0 | 0 | 0 | 0 | 0 | 0 | 0 | 0 | 0 | 0 | 0 | 0 | 0 | 0 | 0 | 0 | 0 | 0
| 2041 Depreciation | (5)2041=(3)2041*Dep_ratet | £m | [15 empty] | 0 | 0 | 0 | 0 | 0 | 0 | 0 | 0 | 0 | 0 | 0 | 0 | 0 | 0 | 0 | 0 | 0 | 0 | 0 | 0 | 0 | 0 | 0 | 0 | 0 | 0 | 0 | 0 | 0 | 0 | 0 | 0 | 0 | 0 | 0
| 2042 Depreciation | (5)2042=(3)2042*Dep_ratet | £m | [16 empty] | 0 | 0 | 0 | 0 | 0 | 0 | 0 | 0 | 0 | 0 | 0 | 0 | 0 | 0 | 0 | 0 | 0 | 0 | 0 | 0 | 0 | 0 | 0 | 0 | 0 | 0 | 0 | 0 | 0 | 0 | 0 | 0 | 0 | 0
| 2043 Depreciation | (5)2043=(3)2043*Dep_ratet | £m | [17 empty] | 0 | 0 | 0 | 0 | 0 | 0 | 0 | 0 | 0 | 0 | 0 | 0 | 0 | 0 | 0 | 0 | 0 | 0 | 0 | 0 | 0 | 0 | 0 | 0 | 0 | 0 | 0 | 0 | 0 | 0 | 0 | 0 | 0
| 2044 Depreciation | (5)2044=(3)2044*Dep_ratet | £m | [18 empty] | 0 | 0 | 0 | 0 | 0 | 0 | 0 | 0 | 0 | 0 | 0 | 0 | 0 | 0 | 0 | 0 | 0 | 0 | 0 | 0 | 0 | 0 | 0 | 0 | 0 | 0 | 0 | 0 | 0 | 0 | 0 | 0
| 2045 Depreciation | (5)2045=(3)2045*Dep_ratet | £m | [19 empty] | 0 | 0 | 0 | 0 | 0 | 0 | 0 | 0 | 0 | 0 | 0 | 0 | 0 | 0 | 0 | 0 | 0 | 0 | 0 | 0 | 0 | 0 | 0 | 0 | 0 | 0 | 0 | 0 | 0 | 0 | 0
| 2046 Depreciation | (5)2046=(3)2046*Dep_ratet | £m | [20 empty] | 0 | 0 | 0 | 0 | 0 | 0 | 0 | 0 | 0 | 0 | 0 | 0 | 0 | 0 | 0 | 0 | 0 | 0 | 0 | 0 | 0 | 0 | 0 | 0 | 0 | 0 | 0 | 0 | 0 | 0
| 2047 Depreciation | (5)2047=(3)2047*Dep_ratet | £m | 2048: 0; 2049: 0; 2050: 0; 2051: 0; 2052: 0; 2053: 0; 2054: 0; 2055: 0; 2056: 0; 2057: 0; 2058: 0; 2059: 0; 2060: 0; 2061: 0; 2062: 0; 2063: 0; 2064: 0; 2065: 0; 2066: 0; 2067: 0; 2068: 0; 2069: 0; 2070: 0; 2071: 0; 2072: 0; 2073: 0; 2074: 0; 2075: 0; 2076: 0
| 2048 Depreciation | (5)2048=(3)2048*Dep_ratet | £m | 2049: 0; 2050: 0; 2051: 0; 2052: 0; 2053: 0; 2054: 0; 2055: 0; 2056: 0; 2057: 0; 2058: 0; 2059: 0; 2060: 0; 2061: 0; 2062: 0; 2063: 0; 2064: 0; 2065: 0; 2066: 0; 2067: 0; 2068: 0; 2069: 0; 2070: 0; 2071: 0; 2072: 0; 2073: 0; 2074: 0; 2075: 0; 2076: 0
| 2049 Depreciation | (5)2049=(3)2049*Dep_ratet | £m | 2050: 0; 2051: 0; 2052: 0; 2053: 0; 2054: 0; 2055: 0; 2056: 0; 2057: 0; 2058: 0; 2059: 0; 2060: 0; 2061: 0; 2062: 0; 2063: 0; 2064: 0; 2065: 0; 2066: 0; 2067: 0; 2068: 0; 2069: 0; 2070: 0; 2071: 0; 2072: 0; 2073: 0; 2074: 0; 2075: 0; 2076: 0
| 2050 Depreciation | (5)2050=(3)2050*Dep_ratet | £m
| 2051 Depreciation | (5)2051=(3)2051*Dep_ratet | £m
| 2052 Depreciation | (5)2052=(3)2052*Dep_ratet | £m
| 2053 Depreciation | (5)2053=(3)2053*Dep_ratet | £m
| 2054 Depreciation | (5)2054=(3)2054*Dep_ratet | £m
| 2055 Depreciation | (5)2055=(3)2055*Dep_ratet | £m
| 2056 Depreciation | (5)2056=(3)2056*Dep_ratet | £m
| 2057 Depreciation | (5)2057=(3)2057*Dep_ratet | £m
| 2058 Depreciation | (5)2058=(3)2058*Dep_ratet | £m
| 2059 Depreciation | (5)2059=(3)2059*Dep_ratet | £m
| 2060 Depreciation | (5)2060=(3)2060*Dep_ratet | £m
| 2061 Depreciation | (5)2061=(3)2061*Dep_ratet | £m
| 2062 Depreciation | (5)2062=(3)2062*Dep_ratet | £m
| 2063 Depreciation | (5)2063=(3)2063*Dep_ratet | £m
| 2064 Depreciation | (5)2064=(3)2064*Dep_ratet | £m
| 2065 Depreciation | (5)2065=(3)2065*Dep_ratet | £m
| 2066 Depreciation | (5)2066=(3)2066*Dep_ratet | £m
| 2067 Depreciation | (5)2067=(3)2067*Dep_ratet | £m
| 2068 Depreciation | (5)2068=(3)2068*Dep_ratet | £m
| 2069 Depreciation | (5)2069=(3)2069*Dep_ratet | £m
| 2070 Depreciation | (5)2070=(3)2070*Dep_ratet | £m
| Depreciation | (5)=∑(5)t | £m | 0 | 0 | 0 | 0 | 0 | 0 | 0 | 0 | 0 | 0 | 0 | 0 | 0 | 0 | 0 | 0 | 0 | 0 | 0 | 0 | 0 | 0 | 0 | 0 | 0 | 0 | 0 | 0 | 0 | 0 | 0 | 0 | 0 | 0 | 0 | 0 | 0 | 0 | 0 | 0 | 0 | 0 | 0 | 0 | 0 | 0 | 0 | 0 | 0 | 0
| Opening RAV balance | (6op)t=(6cl)t-1 | £m | 0 | 0 | 0 | 0 | 0 | 0 | 0 | 0 | 0 | 0 | 0 | 0 | 0 | 0 | 0 | 0 | 0 | 0 | 0 | 0 | 0 | 0 | 0 | 0 | 0 | 0 | 0 | 0 | 0 | 0 | 0 | 0 | 0 | 0 | 0 | 0 | 0 | 0 | 0 | 0 | 0 | 0 | 0 | 0 | 0 | 0 | 0 | 0 | 0 | 0
| Discounted RAV balance | (6D)=(6cl)*(1/1+WACC)) | £m | 0 | 0 | 0 | 0 | 0 | 0 | 0 | 0 | 0 | 0 | 0 | 0 | 0 | 0 | 0 | 0 | 0 | 0 | 0 | 0 | 0 | 0 | 0 | 0 | 0 | 0 | 0 | 0 | 0 | 0 | 0 | 0 | 0 | 0 | 0 | 0 | 0 | 0 | 0 | 0 | 0 | 0 | 0 | 0 | 0 | 0 | 0 | 0 | 0 | 0
| Closing RAV balance | (6cl)=(3)-(5)+(6op) | £m | 0 | 0 | 0 | 0 | 0 | 0 | 0 | 0 | 0 | 0 | 0 | 0 | 0 | 0 | 0 | 0 | 0 | 0 | 0 | 0 | 0 | 0 | 0 | 0 | 0 | 0 | 0 | 0 | 0 | 0 | 0 | 0 | 0 | 0 | 0 | 0 | 0 | 0 | 0 | 0 | 0 | 0 | 0 | 0 | 0 | 0 | 0 | 0 | 0 | 0
| Cost of Capital | (6)=avg[(6D),(6op)]xWACC | £m | 0 | 0 | 0 | 0 | 0 | 0 | 0 | 0 | 0 | 0 | 0 | 0 | 0 | 0 | 0 | 0 | 0 | 0 | 0 | 0 | 0 | 0 | 0 | 0 | 0 | 0 | 0 | 0 | 0 | 0 | 0 | 0 | 0 | 0 | 0 | 0 | 0 | 0 | 0 | 0 | 0 | 0 | 0 | 0 | 0 | 0 | 0 | 0 | 0 | 0
| Total Capitalised Costs | (7)=(5)+(6) | £m | 0 | 0 | 0 | 0 | 0 | 0 | 0 | 0 | 0 | 0 | 0 | 0 | 0 | 0 | 0 | 0 | 0 | 0 | 0 | 0 | 0 | 0 | 0 | 0 | 0 | 0 | 0 | 0 | 0 | 0 | 0 | 0 | 0 | 0 | 0 | 0 | 0 | 0 | 0 | 0 | 0 | 0 | 0 | 0 | 0 | 0 | 0 | 0 | 0 | 0
| Total Non-Capitalised Costs |  |  | 0 | 0 | 0 | 0 | 0 | 0 | 0 | 0 | 0 | 0 | 0 | 0 | 0 | 0 | 0 | 0 | 0 | 0 | 0 | 0 | 0 | 0 | 0 | 0 | 0 | 0 | 0 | 0 | 0 | 0 | 0 | 0 | 0 | 0 | 0 | 0 | 0 | 0 | 0 | 0 | 0 | 0 | 0 | 0 | 0 | 0 | 0 | 0 | 0 | 0
| Total Direct Costs |  |  | 0 | 0 | 0 | 0 | 0 | 0 | 0 | 0 | 0 | 0 | 0 | 0 | 0 | 0 | 0 | 0 | 0 | 0 | 0 | 0 | 0 | 0 | 0 | 0 | 0 | 0 | 0 | 0 | 0 | 0 | 0 | 0 | 0 | 0 | 0 | 0 | 0 | 0 | 0 | 0 | 0 | 0 | 0 | 0 | 0 | 0 | 0 | 0 | 0 | 0
Non-Financial Costs/Benefits
Calculated values
| Category | Description |  | 2027 | 2028 | 2029 | 2030 | 2031 | 2032 | 2033 | 2034 | 2035 | 2036 | 2037 | 2038 | 2039 | 2040 | 2041 | 2042 | 2043 | 2044 | 2045 | 2046 | 2047 | 2048 | 2049 | 2050 | 2051 | 2052 | 2053 | 2054 | 2055 | 2056 | 2057 | 2058 | 2059 | 2060 | 2061 | 2062 | 2063 | 2064 | 2065 | 2066 | 2067 | 2068 | 2069 | 2070 | 2071 | 2072 | 2073 | 2074 | 2075 | 2076
Non-financial benefits/costs - values | Environmental | Leakage | £m | 0 | 0 | 0 | 0 | 0 | 0 | 0 | 0 | 0 | 0 | 0 | 0 | 0 | 0 | 0 | 0 | 0 | 0 | 0 | 0 | 0 | 0 | 0 | 0 | 0 | 0 | 0 | 0 | 0 | 0 | 0 | 0 | 0 | 0 | 0 | 0 | 0 | 0 | 0 | 0 | 0 | 0 | 0 | 0 | 0 | 0 | 0 | 0 | 0 | 0
| Environmental |  | £m
| Environmental |  | £m
| Safety | Fatality risk | £m | 0 | 0 | 0 | 0 | 0 | 0 | 0 | 0 | 0 | 0 | 0 | 0 | 0 | 0 | 0 | 0 | 0 | 0 | 0 | 0 | 0 | 0 | 0 | 0 | 0 | 0 | 0 | 0 | 0 | 0 | 0 | 0 | 0 | 0 | 0 | 0 | 0 | 0 | 0 | 0 | 0 | 0 | 0 | 0 | 0 | 0 | 0 | 0 | 0 | 0
| Safety | Non-Fatality risk | £m | 0 | 0 | 0 | 0 | 0 | 0 | 0 | 0 | 0 | 0 | 0 | 0 | 0 | 0 | 0 | 0 | 0 | 0 | 0 | 0 | 0 | 0 | 0 | 0 | 0 | 0 | 0 | 0 | 0 | 0 | 0 | 0 | 0 | 0 | 0 | 0 | 0 | 0 | 0 | 0 | 0 | 0 | 0 | 0 | 0 | 0 | 0 | 0 | 0 | 0
| Safety |  | £m
| Safety |  | £m
| Financial | NGN VF Financial Risk | £m
| Financial | NGN VF Customer Risk | £m
| Financial | NGN VF Compliance Risk | £m
| Other |  | £m
| Other |  | £m
Inputs
| Category | Description |  | 2027 | 2028 | 2029 | 2030 | 2031 | 2032 | 2033 | 2034 | 2035 | 2036 | 2037 | 2038 | 2039 | 2040 | 2041 | 2042 | 2043 | 2044 | 2045 | 2046 | 2047 | 2048 | 2049 | 2050 | 2051 | 2052 | 2053 | 2054 | 2055 | 2056 | 2057 | 2058 | 2059 | 2060 | 2061 | 2062 | 2063 | 2064 | 2065 | 2066 | 2067 | 2068 | 2069 | 2070 | 2071 | 2072 | 2073 | 2074 | 2075 | 2076
Non-financial benefits/costs - inputs | Environmental | Leakage | GWh
Environmental
Environmental
| Safety | Fatality risk
| Safety | Non-Fatality risk
Safety
Safety
Other
Other
Other
Other
Other
Alternative carbon calculations |  |  |  | 2027 | 2028 | 2029 | 2030 | 2031 | 2032 | 2033 | 2034 | 2035 | 2036 | 2037 | 2038 | 2039 | 2040 | 2041 | 2042 | 2043 | 2044 | 2045 | 2046 | 2047 | 2048 | 2049 | 2050 | 2051 | 2052 | 2053 | 2054 | 2055 | 2056 | 2057 | 2058 | 2059 | 2060 | 2061 | 2062 | 2063 | 2064 | 2065 | 2066 | 2067 | 2068 | 2069 | 2070 | 2071 | 2072 | 2073 | 2074 | 2075 | 2076
Environmental costs - low CO2 cost | Environmental | Leakage | £m | 0 | 0 | 0 | 0 | 0 | 0 | 0 | 0 | 0 | 0 | 0 | 0 | 0 | 0 | 0 | 0 | 0 | 0 | 0 | 0 | 0 | 0 | 0 | 0 | 0 | 0 | 0 | 0 | 0 | 0 | 0 | 0 | 0 | 0 | 0 | 0 | 0 | 0 | 0 | 0 | 0 | 0 | 0 | 0 | 0 | 0 | 0 | 0 | 0 | 0
| Environmental |  | £m
| Environmental |  | £m
Environmental costs - high CO2 cost | Environmental | Leakage | £m | 0 | 0 | 0 | 0 | 0 | 0 | 0 | 0 | 0 | 0 | 0 | 0 | 0 | 0 | 0 | 0 | 0 | 0 | 0 | 0 | 0 | 0 | 0 | 0 | 0 | 0 | 0 | 0 | 0 | 0 | 0 | 0 | 0 | 0 | 0 | 0 | 0 | 0 | 0 | 0 | 0 | 0 | 0 | 0 | 0 | 0 | 0 | 0 | 0 | 0
| Environmental |  | £m
| Environmental |  | £m
Net Present Values
Discount factors and summary
|  |  |  | 2027 | 2028 | 2029 | 2030 | 2031 | 2032 | 2033 | 2034 | 2035 | 2036 | 2037 | 2038 | 2039 | 2040 | 2041 | 2042 | 2043 | 2044 | 2045 | 2046 | 2047 | 2048 | 2049 | 2050 | 2051 | 2052 | 2053 | 2054 | 2055 | 2056 | 2057 | 2058 | 2059 | 2060 | 2061 | 2062 | 2063 | 2064 | 2065 | 2066 | 2067 | 2068 | 2069 | 2070 | 2071 | 2072 | 2073 | 2074 | 2075 | 2076
Discount factors | Discount factor (Non-Safety) | =1/[(1+SRTP)^n] | % | 100% | 96.62% | 93.35% | 90.19% | 87.14% | 84.2% | 81.35% | 78.6% | 75.94% | 73.37% | 70.89% | 68.49% | 66.18% | 63.94% | 61.78% | 59.69% | 57.67% | 55.72% | 53.84% | 52.02% | 50.26% | 48.56% | 46.92% | 45.33% | 43.8% | 42.31% | 40.88% | 39.5% | 38.17% | 36.87% | 35.63% | 34.59% | 33.58% | 32.6% | 31.65% | 30.73% | 29.84% | 28.97% | 28.12% | 27.31% | 26.51% | 25.74% | 24.99% | 24.26% | 23.55% | 22.87% | 22.2% | 21.56% | 20.93% | 20.32%
| Discount factor (Safety) | =1/[(1+HDR)^n] | % | 100% | 98.52% | 97.07% | 95.63% | 94.22% | 92.83% | 91.45% | 90.1% | 88.77% | 87.46% | 86.17% | 84.89% | 83.64% | 82.4% | 81.18% | 79.99% | 78.8% | 77.64% | 76.49% | 75.36% | 74.25% | 73.15% | 72.07% | 71% | 69.95% | 68.92% | 67.9% | 66.9% | 65.91% | 64.94% | 63.98% | 63.16% | 62.36% | 61.57% | 60.79% | 60.02% | 59.25% | 58.5% | 57.76% | 57.03% | 56.3% | 55.59% | 54.88% | 54.18% | 53.5% | 52.82% | 52.15% | 51.48% | 50.83% | 50.19%
Summary of discounted costs/benefits | Capex |  | £m | 0 | 0 | 0 | 0 | 0 | 0 | 0 | 0 | 0 | 0 | 0 | 0 | 0 | 0 | 0 | 0 | 0 | 0 | 0 | 0 | 0 | 0 | 0 | 0 | 0 | 0 | 0 | 0 | 0 | 0 | 0 | 0 | 0 | 0 | 0 | 0 | 0 | 0 | 0 | 0 | 0 | 0 | 0 | 0 | 0 | 0 | 0 | 0 | 0 | 0
| Opex |  | £m | 0 | 0 | 0 | 0 | 0 | 0 | 0 | 0 | 0 | 0 | 0 | 0 | 0 | 0 | 0 | 0 | 0 | 0 | 0 | 0 | 0 | 0 | 0 | 0 | 0 | 0 | 0 | 0 | 0 | 0 | 0 | 0 | 0 | 0 | 0 | 0 | 0 | 0 | 0 | 0 | 0 | 0 | 0 | 0 | 0 | 0 | 0 | 0 | 0 | 0
| Pass Through Costs |  | £m | 0 | 0 | 0 | 0 | 0 | 0 | 0 | 0 | 0 | 0 | 0 | 0 | 0 | 0 | 0 | 0 | 0 | 0 | 0 | 0 | 0 | 0 | 0 | 0 | 0 | 0 | 0 | 0 | 0 | 0 | 0 | 0 | 0 | 0 | 0 | 0 | 0 | 0 | 0 | 0 | 0 | 0 | 0 | 0 | 0 | 0 | 0 | 0 | 0 | 0
| Environmental - central CO2 cost |  | £m | 0 | 0 | 0 | 0 | 0 | 0 | 0 | 0 | 0 | 0 | 0 | 0 | 0 | 0 | 0 | 0 | 0 | 0 | 0 | 0 | 0 | 0 | 0 | 0 | 0 | 0 | 0 | 0 | 0 | 0 | 0 | 0 | 0 | 0 | 0 | 0 | 0 | 0 | 0 | 0 | 0 | 0 | 0 | 0 | 0 | 0 | 0 | 0 | 0 | 0
| Environmental - low CO2 cost |  | £m | 0 | 0 | 0 | 0 | 0 | 0 | 0 | 0 | 0 | 0 | 0 | 0 | 0 | 0 | 0 | 0 | 0 | 0 | 0 | 0 | 0 | 0 | 0 | 0 | 0 | 0 | 0 | 0 | 0 | 0 | 0 | 0 | 0 | 0 | 0 | 0 | 0 | 0 | 0 | 0 | 0 | 0 | 0 | 0 | 0 | 0 | 0 | 0 | 0 | 0
| Environmental - high CO2 cost |  | £m | 0 | 0 | 0 | 0 | 0 | 0 | 0 | 0 | 0 | 0 | 0 | 0 | 0 | 0 | 0 | 0 | 0 | 0 | 0 | 0 | 0 | 0 | 0 | 0 | 0 | 0 | 0 | 0 | 0 | 0 | 0 | 0 | 0 | 0 | 0 | 0 | 0 | 0 | 0 | 0 | 0 | 0 | 0 | 0 | 0 | 0 | 0 | 0 | 0 | 0
| Safety |  | £m | 0 | 0 | 0 | 0 | 0 | 0 | 0 | 0 | 0 | 0 | 0 | 0 | 0 | 0 | 0 | 0 | 0 | 0 | 0 | 0 | 0 | 0 | 0 | 0 | 0 | 0 | 0 | 0 | 0 | 0 | 0 | 0 | 0 | 0 | 0 | 0 | 0 | 0 | 0 | 0 | 0 | 0 | 0 | 0 | 0 | 0 | 0 | 0 | 0 | 0
| Financial |  | £m | 0 | 0 | 0 | 0 | 0 | 0 | 0 | 0 | 0 | 0 | 0 | 0 | 0 | 0 | 0 | 0 | 0 | 0 | 0 | 0 | 0 | 0 | 0 | 0 | 0 | 0 | 0 | 0 | 0 | 0 | 0 | 0 | 0 | 0 | 0 | 0 | 0 | 0 | 0 | 0 | 0 | 0 | 0 | 0 | 0 | 0 | 0 | 0 | 0 | 0
| Other |  | £m | 0 | 0 | 0 | 0 | 0 | 0 | 0 | 0 | 0 | 0 | 0 | 0 | 0 | 0 | 0 | 0 | 0 | 0 | 0 | 0 | 0 | 0 | 0 | 0 | 0 | 0 | 0 | 0 | 0 | 0 | 0 | 0 | 0 | 0 | 0 | 0 | 0 | 0 | 0 | 0 | 0 | 0 | 0 | 0 | 0 | 0 | 0 | 0 | 0 | 0
Annual Total | Total - central carbon cost |  | £m | 0 | 0 | 0 | 0 | 0 | 0 | 0 | 0 | 0 | 0 | 0 | 0 | 0 | 0 | 0 | 0 | 0 | 0 | 0 | 0 | 0 | 0 | 0 | 0 | 0 | 0 | 0 | 0 | 0 | 0 | 0 | 0 | 0 | 0 | 0 | 0 | 0 | 0 | 0 | 0 | 0 | 0 | 0 | 0 | 0 | 0 | 0 | 0 | 0 | 0
| Total - low carbon cost |  | £m | 0 | 0 | 0 | 0 | 0 | 0 | 0 | 0 | 0 | 0 | 0 | 0 | 0 | 0 | 0 | 0 | 0 | 0 | 0 | 0 | 0 | 0 | 0 | 0 | 0 | 0 | 0 | 0 | 0 | 0 | 0 | 0 | 0 | 0 | 0 | 0 | 0 | 0 | 0 | 0 | 0 | 0 | 0 | 0 | 0 | 0 | 0 | 0 | 0 | 0
| Total - high carbon cost |  | £m | 0 | 0 | 0 | 0 | 0 | 0 | 0 | 0 | 0 | 0 | 0 | 0 | 0 | 0 | 0 | 0 | 0 | 0 | 0 | 0 | 0 | 0 | 0 | 0 | 0 | 0 | 0 | 0 | 0 | 0 | 0 | 0 | 0 | 0 | 0 | 0 | 0 | 0 | 0 | 0 | 0 | 0 | 0 | 0 | 0 | 0 | 0 | 0 | 0 | 0
Net Present Value | NPV - central carbon cost |  | £m | 0 | 0 | 0 | 0 | 0 | 0 | 0 | 0 | 0 | 0 | 0 | 0 | 0 | 0 | 0 | 0 | 0 | 0 | 0 | 0 | 0 | 0 | 0 | 0 | 0 | 0 | 0 | 0 | 0 | 0 | 0 | 0 | 0 | 0 | 0 | 0 | 0 | 0 | 0 | 0 | 0 | 0 | 0 | 0 | 0 | 0 | 0 | 0 | 0 | 0
| NPV - low carbon cost |  | £m | 0 | 0 | 0 | 0 | 0 | 0 | 0 | 0 | 0 | 0 | 0 | 0 | 0 | 0 | 0 | 0 | 0 | 0 | 0 | 0 | 0 | 0 | 0 | 0 | 0 | 0 | 0 | 0 | 0 | 0 | 0 | 0 | 0 | 0 | 0 | 0 | 0 | 0 | 0 | 0 | 0 | 0 | 0 | 0 | 0 | 0 | 0 | 0 | 0 | 0
| NPV - high carbon cost |  | £m | 0 | 0 | 0 | 0 | 0 | 0 | 0 | 0 | 0 | 0 | 0 | 0 | 0 | 0 | 0 | 0 | 0 | 0 | 0 | 0 | 0 | 0 | 0 | 0 | 0 | 0 | 0 | 0 | 0 | 0 | 0 | 0 | 0 | 0 | 0 | 0 | 0 | 0 | 0 | 0 | 0 | 0 | 0 | 0 | 0 | 0 | 0 | 0 | 0 | 0
Comparison to baseline
|  |  |  | 2027 | 2028 | 2029 | 2030 | 2031 | 2032 | 2033 | 2034 | 2035 | 2036 | 2037 | 2038 | 2039 | 2040 | 2041 | 2042 | 2043 | 2044 | 2045 | 2046 | 2047 | 2048 | 2049 | 2050 | 2051 | 2052 | 2053 | 2054 | 2055 | 2056 | 2057 | 2058 | 2059 | 2060 | 2061 | 2062 | 2063 | 2064 | 2065 | 2066 | 2067 | 2068 | 2069 | 2070 | 2071 | 2072 | 2073 | 2074 | 2075 | 2076
Summary of discounted costs/benefits | Capex |  | £m | 0 | 0 | 0 | 0 | 0 | 0 | 0 | 0 | 0 | 0 | 0 | 0 | 0 | 0 | 0 | 0 | 0 | 0 | 0 | 0 | 0 | 0 | 0 | 0 | 0 | 0 | 0 | 0 | 0 | 0 | 0 | 0 | 0 | 0 | 0 | 0 | 0 | 0 | 0 | 0 | 0 | 0 | 0 | 0 | 0 | 0 | 0 | 0 | 0 | 0
| Opex |  | £m | 0 | 0 | 0 | 0 | 0 | 0 | 0 | 0 | 0 | 0 | 0 | 0 | 0 | 0 | 0 | 0 | 0 | 0 | 0 | 0 | 0 | 0 | 0 | 0 | 0 | 0 | 0 | 0 | 0 | 0 | 0 | 0 | 0 | 0 | 0 | 0 | 0 | 0 | 0 | 0 | 0 | 0 | 0 | 0 | 0 | 0 | 0 | 0 | 0 | 0
| Pass Through Costs |  | £m | 3.5077 | 3.4282 | 3.3506 | 3.2749 | 3.2011 | 3.1291 | 3.0588 | 2.9902 | 2.9233 | 2.858 | 2.7943 | 2.7321 | 2.6715 | 2.6123 | 2.5546 | 2.4982 | 2.4433 | 2.3896 | 2.3373 | 2.2863 | 2.2365 | 2.1879 | 2.1405 | 2.0942 | 2.0491 | 2.0051 | 1.9621 | 1.9202 | 1.8794 | 1.8395 | 1.8006 | 1.7712 | 1.7424 | 1.7142 | 1.6865 | 1.6595 | 1.633 | 1.6071 | 1.5817 | 1.5568 | 1.5325 | 1.5087 | 1.4854 | 1.4625 | 1.4402 | 1.4183 | 1.3969 | 1.376 | 1.3555 | 1.3353
| Environmental - central CO2 cost |  | £m | 20.9147 | 20.8045 | 20.6182 | 20.4305 | 20.3095 | 20.1844 | 19.9906 | 19.8596 | 19.7253 | 19.5273 | 19.3885 | 19.247 | 19.1032 | 19.0127 | 18.8635 | 18.7126 | 18.5602 | 18.4571 | 18.301 | 18.1924 | 18.0334 | 17.9202 | 17.8045 | 17.6864 | 17.5563 | 17.4269 | 17.3002 | 17.1707 | 17.0392 | 16.9064 | 16.7734 | 16.7206 | 16.6659 | 16.6098 | 16.5525 | 16.494 | 16.4344 | 16.3739 | 16.3124 | 16.2502 | 16.1873 | 16.1237 | 16.0597 | 15.9952 | 15.9304 | 15.8653 | 15.8 | 15.7346 | 15.6692 | 15.6022
| Environmental - low CO2 cost |  | £m | 10.4739 | 10.3925 | 10.312 | 10.2326 | 10.1542 | 10.0768 | 10.0005 | 9.9251 | 9.8507 | 9.7774 | 9.705 | 9.6336 | 9.5632 | 9.4938 | 9.4233 | 9.3537 | 9.2852 | 9.2176 | 9.1511 | 9.0855 | 9.0209 | 8.9573 | 8.8947 | 8.833 | 8.7667 | 8.7007 | 8.6345 | 8.5678 | 8.5004 | 8.4324 | 8.3642 | 8.3359 | 8.307 | 8.2774 | 8.2472 | 8.2165 | 8.1853 | 8.1536 | 8.1216 | 8.0892 | 8.0565 | 8.0236 | 7.9904 | 7.9571 | 7.9236 | 7.89 | 7.8564 | 7.8227 | 7.7891 | 7.7547
| Environmental - high CO2 cost |  | £m | 31.4218 | 31.1774 | 30.9361 | 30.6978 | 30.4626 | 30.2305 | 30.0014 | 29.7753 | 29.5522 | 29.3322 | 29.1151 | 28.9009 | 28.6897 | 28.4815 | 28.2698 | 28.0612 | 27.8555 | 27.6528 | 27.4532 | 27.2564 | 27.0627 | 26.8719 | 26.684 | 26.499 | 26.3001 | 26.1021 | 25.9036 | 25.7034 | 25.5011 | 25.2971 | 25.0925 | 25.0078 | 24.921 | 24.8322 | 24.7416 | 24.6495 | 24.5558 | 24.4609 | 24.3647 | 24.2676 | 24.1695 | 24.0707 | 23.9712 | 23.8712 | 23.7708 | 23.6701 | 23.5692 | 23.4682 | 23.3673 | 23.2641
| Safety |  | £m | 0.79658 | 0.80743 | 0.81856 | 0.82995 | 0.84163 | 0.85359 | 0.86584 | 0.87839 | 0.89125 | 0.90441 | 0.91789 | 0.93169 | 0.94582 | 0.96029 | 0.9751 | 0.99026 | 1.0058 | 1.0217 | 1.0379 | 1.0546 | 1.0716 | 1.089 | 1.1068 | 1.1251 | 1.1438 | 1.1629 | 1.1824 | 1.2024 | 1.2228 | 1.2438 | 1.2652 | 1.2898 | 1.315 | 1.3408 | 1.3673 | 1.3944 | 1.4221 | 1.4506 | 1.4797 | 1.5095 | 1.5401 | 1.5714 | 1.6035 | 1.6363 | 1.6699 | 1.7044 | 1.7397 | 1.7758 | 1.8128 | 1.8506
| Financial |  |  | 11.4114 | 11.2202 | 11.035 | 10.8557 | 10.682 | 10.5138 | 10.3509 | 10.1931 | 10.0404 | 9.8925 | 9.7493 | 9.6106 | 9.4763 | 9.3464 | 9.2206 | 9.0988 | 8.9809 | 8.8667 | 8.7563 | 8.6494 | 8.546 | 8.4459 | 8.349 | 8.2553 | 8.1646 | 8.0769 | 7.9921 | 7.9101 | 7.8307 | 7.754 | 7.6798 | 7.645 | 7.6122 | 7.5811 | 7.5519 | 7.5245 | 7.4988 | 7.4747 | 7.4524 | 7.4317 | 7.4126 | 7.395 | 7.379 | 7.3645 | 7.3514 | 7.3398 | 7.3296 | 7.3207 | 7.3133 | 7.3058
| Other |  | £m | 0 | 0 | 0 | 0 | 0 | 0 | 0 | 0 | 0 | 0 | 0 | 0 | 0 | 0 | 0 | 0 | 0 | 0 | 0 | 0 | 0 | 0 | 0 | 0 | 0 | 0 | 0 | 0 | 0 | 0 | 0 | 0 | 0 | 0 | 0 | 0 | 0 | 0 | 0 | 0 | 0 | 0 | 0 | 0 | 0 | 0 | 0 | 0 | 0 | 0
Annual Total | Total - central carbon cost |  | £m | 36.6304 | 36.2603 | 35.8224 | 35.391 | 35.0342 | 34.6808 | 34.266 | 33.9213 | 33.5802 | 33.1821 | 32.8499 | 32.5214 | 32.1969 | 31.9316 | 31.6137 | 31.2999 | 30.9901 | 30.7352 | 30.4326 | 30.1827 | 29.8875 | 29.643 | 29.4008 | 29.161 | 28.9138 | 28.6718 | 28.4368 | 28.2034 | 27.9721 | 27.7437 | 27.519 | 27.4265 | 27.3354 | 27.2459 | 27.1582 | 27.0723 | 26.9883 | 26.9062 | 26.8262 | 26.7482 | 26.6724 | 26.5988 | 26.5275 | 26.4585 | 26.3919 | 26.3278 | 26.2662 | 26.2071 | 26.1507 | 26.0938
| Total - low carbon cost |  | £m | 26.1895 | 25.8482 | 25.5162 | 25.1931 | 24.8789 | 24.5732 | 24.2759 | 23.9868 | 23.7056 | 23.4322 | 23.1664 | 22.908 | 22.6569 | 22.4128 | 22.1735 | 21.941 | 21.7151 | 21.4957 | 21.2826 | 21.0757 | 20.8749 | 20.6801 | 20.491 | 20.3076 | 20.1242 | 19.9456 | 19.7712 | 19.6005 | 19.4333 | 19.2696 | 19.1097 | 19.0419 | 18.9765 | 18.9135 | 18.8529 | 18.7948 | 18.7392 | 18.686 | 18.6354 | 18.5873 | 18.5417 | 18.4987 | 18.4582 | 18.4203 | 18.3851 | 18.3525 | 18.3225 | 18.2952 | 18.2706 | 18.2464
| Total - high carbon cost |  | £m | 47.1374 | 46.6331 | 46.1402 | 45.6584 | 45.1873 | 44.7269 | 44.2769 | 43.837 | 43.4071 | 42.987 | 42.5765 | 42.1753 | 41.7834 | 41.4004 | 41.02 | 40.6484 | 40.2854 | 39.9309 | 39.5847 | 39.2467 | 38.9167 | 38.5946 | 38.2803 | 37.9736 | 37.6576 | 37.347 | 37.0402 | 36.7361 | 36.4341 | 36.1343 | 35.838 | 35.7138 | 35.5905 | 35.4683 | 35.3473 | 35.2278 | 35.1097 | 34.9933 | 34.8785 | 34.7656 | 34.6547 | 34.5458 | 34.439 | 34.3345 | 34.2323 | 34.1325 | 34.0353 | 33.9407 | 33.8488 | 33.7558
Net Present Value | Total - central carbon cost |  | £m | 36.6304 | 72.8906 | 108.713 | 144.1041 | 179.1383 | 213.8191 | 248.0851 | 282.0064 | 315.5865 | 348.7687 | 381.6185 | 414.1399 | 446.3368 | 478.2684 | 509.8822 | 541.182 | 572.1721 | 602.9073 | 633.3398 | 663.5225 | 693.41 | 723.053 | 752.4538 | 781.6148 | 810.5285 | 839.2003 | 867.6371 | 895.8406 | 923.8127 | 951.5564 | 979.0754 | 1006.5019 | 1033.8373 | 1061.0832 | 1088.2413 | 1115.3137 | 1142.302 | 1169.2082 | 1196.0344 | 1222.7827 | 1249.4551 | 1276.0539 | 1302.5814 | 1329.04 | 1355.4319 | 1381.7597 | 1408.0259 | 1434.233 | 1460.3837 | 1486.4775
| Total - low carbon cost |  | £m | 26.1895 | 52.0378 | 77.554 | 102.7471 | 127.626 | 152.1993 | 176.4752 | 200.462 | 224.1676 | 247.5998 | 270.7663 | 293.6743 | 316.3312 | 338.7439 | 360.9174 | 382.8584 | 404.5734 | 426.0691 | 447.3517 | 468.4274 | 489.3023 | 509.9824 | 530.4734 | 550.781 | 570.9052 | 590.8508 | 610.622 | 630.2225 | 649.6558 | 668.9254 | 688.0351 | 707.077 | 726.0535 | 744.967 | 763.8199 | 782.6147 | 801.3539 | 820.0399 | 838.6753 | 857.2626 | 875.8042 | 894.3029 | 912.7611 | 931.1814 | 949.5665 | 967.919 | 986.2416 | 1004.5368 | 1022.8074 | 1041.0538
| Total - high carbon cost |  | £m | 47.1374 | 93.7705 | 139.9108 | 185.5691 | 230.7564 | 275.4833 | 319.7602 | 363.5972 | 407.0044 | 449.9914 | 492.5678 | 534.7431 | 576.5265 | 617.9269 | 658.947 | 699.5954 | 739.8808 | 779.8117 | 819.3964 | 858.643 | 897.5597 | 936.1544 | 974.4347 | 1012.4083 | 1050.0659 | 1087.4129 | 1124.4531 | 1161.1892 | 1197.6233 | 1233.7576 | 1269.5957 | 1305.3095 | 1340.9 | 1376.3682 | 1411.7156 | 1446.9433 | 1482.0531 | 1517.0463 | 1551.9249 | 1586.6905 | 1621.3452 | 1655.891 | 1690.33 | 1724.6645 | 1758.8968 | 1793.0293 | 1827.0646 | 1861.0053 | 1894.8541 | 1928.6099
|  |  |  | 2027 | 2028 | 2029 | 2030 | 2031 | 2032 | 2033 | 2034 | 2035 | 2036 | 2037 | 2038 | 2039 | 2040 | 2041 | 2042 | 2043 | 2044 | 2045 | 2046 | 2047 | 2048 | 2049 | 2050 | 2051 | 2052 | 2053 | 2054 | 2055 | 2056 | 2057 | 2058 | 2059 | 2060 | 2061 | 2062 | 2063 | 2064 | 2065 | 2066 | 2067 | 2068 | 2069 | 2070 | 2071 | 2072 | 2073 | 2074 | 2075 | 2076
| Monetised risk - memo line |  | £m
Note on B10: Ofgem: Enter as year (eg 2027)
Note on C158: Duncan Innes:GT/GD
Note on C161: Duncan Innes: All sectors
Note on C162: Duncan Innes: All sectors
Note on B229: Ofgem: This line records the total monetised risk of the modelled scenario. It acts as a cross-reference between the CBA and NARM BPDTs and should not directly link to any formulas in the CBA analysis above.

## Option_8 Workings (hidden)
Additional cost/benefit explanations
Please provide a short explanation of any additional cost/benefit lines that have been completed in addition to the pre-populated ones. This should include both a description of the nature of the cost/benefit, and an explanation of how the value was calculated, citing appropriate sources (eg for relevant global warming potentials). If an explanation has been provided within the EJP, then simply provide a reference to the relevant page number.
Long term cost/benefit assumptions
Please briefly summarise the assumptions you have used to calculate long-term (ie beyond the duration of the RIIO3 price control) costs and other inputs (eg "Opex assumed to increase at 1%/year based on historic trends"). In most cases we would expect these to be the same across the baseline and different options, but where this is not the case additional tabs can be completed as necessary. If detailed descriptions are required (eg to explain assumptions around whole life costs of assets) these should be included as part of the EJP
Capex
Opex
Leakage
Fatality risk
Non-Fatality risk
Cost cross-referencing
If there is any explanation required on how the cost data set out in the EJP totals to the lines in the CBA, please provide it here.

## Option_9 (hidden)
Summary | [7 empty] | Text Descriptions
[8 empty] | Option Description - this should allow us to quickly recognise the option being assessed (based on descriptions in the EJP and other documents) and distinguish it both from other investment areas and from other options. If appropriate, please provide sitemaps, photos or any other documents that will help with this identification (likely to be relevant for major projects rather than asset classes) | [6 empty] | Stakeholder Support Summary - please provide a synopsis which details the feedback from stakeholder group(s)
Option Name |  |  |  | Date Undertaken:
Scheme Reference ID
Expenditure Type |  |  |  | Authorised By:
Preferred Option (Y/N)
Spend Area (Please include relevant RRP/BPDT Table Reference)
First year of expenditure outflow | 2027
Payback position at year | Central CO2 Cost - PV of costs & benefits (£m) | Central CO2 Cost - NPV relative to baseline (£m) | Low CO2 cost - PV of costs & benefits (£m) | Low CO2 cost - NPV relative to baseline (£m) | High CO2 cost - PV of costs & benefits (£m) | High CO2 cost - NPV relative to baseline (£m)
2035 | 0 | 315.5865 | 0 | 224.1676 | 0 | 407.0044
2040 | 0 | 478.2684 | 0 | 338.7439 | 0 | 617.9269
2045 | 0 | 633.3398 | 0 | 447.3517 | 0 | 819.3964
2050 | 0 | 781.6148 | 0 | 550.781 | 0 | 1012.4083
2060 | 0 | 1061.0832 | 0 | 744.967 | 0 | 1376.3682
2070 | 0 | 1329.04 | 0 | 931.1814 | 0 | 1724.6645
Capitalisation rate | 100% | [6 empty] | Engineering Justification Summary - please provide a synopsis & share the document which articulates the full detailed explanation | [6 empty] | Company View - please provide a synopsis which details your view of how beneficial this option is.
Expenditure Profile - Summary
| 2027 | 2028 | 2029 | 2030 | 2031 | Post RIIO3
| (£m) | (£m) | (£m) | (£m) | (£m) | (£m)
Capitalised costs | 0 | 0 | 0 | 0 | 0 | 0
Non-capitalised costs | 0 | 0 | 0 | 0 | 0 | 0
| Asset Class | Unit | Comments
Output
Financial Costs
Inputs
|  |  |  | RIIO3 |  |  |  |  | RIIO4 |  |  |  |  | RIIO5 |  |  |  |  | RIIO6 |  |  |  |  | RIIO7 |  |  |  |  | RIIO8 |  |  |  |  | RIIO9 |  |  |  |  | RIIO10 |  |  |  |  | RIIO11 |  |  |  |  | RIIO12
|  |  |  | 1 | 2 | 3 | 4 | 5 | 6 | 7 | 8 | 9 | 10 | 11 | 12 | 13 | 14 | 15 | 16 | 17 | 18 | 19 | 20 | 21 | 22 | 23 | 24 | 25 | 26 | 27 | 28 | 29 | 30 | 31 | 32 | 33 | 34 | 35 | 36 | 37 | 38 | 39 | 40 | 41 | 42 | 43 | 44 | 45 | 46 | 47 | 48 | 49 | 50
| Asset Class | Intervention type |  | 2027 | 2028 | 2029 | 2030 | 2031 | 2032 | 2033 | 2034 | 2035 | 2036 | 2037 | 2038 | 2039 | 2040 | 2041 | 2042 | 2043 | 2044 | 2045 | 2046 | 2047 | 2048 | 2049 | 2050 | 2051 | 2052 | 2053 | 2054 | 2055 | 2056 | 2057 | 2058 | 2059 | 2060 | 2061 | 2062 | 2063 | 2064 | 2065 | 2066 | 2067 | 2068 | 2069 | 2070 | 2071 | 2072 | 2073 | 2074 | 2075 | 2076
Capex/Repex |  |  | £m
£m
£m
£m
£m
£m
£m
£m
£m
£m
| Total Capex | (1) | £m | 0 | 0 | 0 | 0 | 0 | 0 | 0 | 0 | 0 | 0 | 0 | 0 | 0 | 0 | 0 | 0 | 0 | 0 | 0 | 0 | 0 | 0 | 0 | 0 | 0 | 0 | 0 | 0 | 0 | 0 | 0 | 0 | 0 | 0 | 0 | 0 | 0 | 0 | 0 | 0 | 0 | 0 | 0 | 0 | 0 | 0 | 0 | 0 | 0 | 0
Associated direct opex |  |  | £m
£m
£m
£m
£m
| Total Opex |  | £m | 0 | 0 | 0 | 0 | 0 | 0 | 0 | 0 | 0 | 0 | 0 | 0 | 0 | 0 | 0 | 0 | 0 | 0 | 0 | 0 | 0 | 0 | 0 | 0 | 0 | 0 | 0 | 0 | 0 | 0 | 0 | 0 | 0 | 0 | 0 | 0 | 0 | 0 | 0 | 0 | 0 | 0 | 0 | 0 | 0 | 0 | 0 | 0 | 0 | 0
Pass through costs | Leakage |  | £m | 0 | 0 | 0 | 0 | 0 | 0 | 0 | 0 | 0 | 0 | 0 | 0 | 0 | 0 | 0 | 0 | 0 | 0 | 0 | 0 | 0 | 0 | 0 | 0 | 0 | 0 | 0 | 0 | 0 | 0 | 0 | 0 | 0 | 0 | 0 | 0 | 0 | 0 | 0 | 0 | 0 | 0 | 0 | 0 | 0 | 0 | 0 | 0 | 0 | 0
£m
| Total Pass Through Costs |  | £m | 0 | 0 | 0 | 0 | 0 | 0 | 0 | 0 | 0 | 0 | 0 | 0 | 0 | 0 | 0 | 0 | 0 | 0 | 0 | 0 | 0 | 0 | 0 | 0 | 0 | 0 | 0 | 0 | 0 | 0 | 0 | 0 | 0 | 0 | 0 | 0 | 0 | 0 | 0 | 0 | 0 | 0 | 0 | 0 | 0 | 0 | 0 | 0 | 0 | 0
Annual cost calculations |  |  |  | 2027 | 2028 | 2029 | 2030 | 2031 | 2032 | 2033 | 2034 | 2035 | 2036 | 2037 | 2038 | 2039 | 2040 | 2041 | 2042 | 2043 | 2044 | 2045 | 2046 | 2047 | 2048 | 2049 | 2050 | 2051 | 2052 | 2053 | 2054 | 2055 | 2056 | 2057 | 2058 | 2059 | 2060 | 2061 | 2062 | 2063 | 2064 | 2065 | 2066 | 2067 | 2068 | 2069 | 2070 | 2071 | 2072 | 2073 | 2074 | 2075 | 2076
| Capitalisation rates | (2) | % | 100% | 100% | 100% | 100% | 100% | 100% | 100% | 100% | 100% | 100% | 100% | 100% | 100% | 100% | 100% | 100% | 100% | 100% | 100% | 100% | 100% | 100% | 100% | 0% | 0% | 0% | 0% | 0% | 0% | 0% | 0% | 0% | 0% | 0% | 0% | 0% | 0% | 0% | 0% | 0% | 0% | 0% | 0% | 0% | 0% | 0% | 0% | 0% | 0% | 0%
| Capitalised investment | (3)=(1)x(2) | £m | 0 | 0 | 0 | 0 | 0 | 0 | 0 | 0 | 0 | 0 | 0 | 0 | 0 | 0 | 0 | 0 | 0 | 0 | 0 | 0 | 0 | 0 | 0 | 0 | 0 | 0 | 0 | 0 | 0 | 0 | 0 | 0 | 0 | 0 | 0 | 0 | 0 | 0 | 0 | 0 | 0 | 0 | 0 | 0 | 0 | 0 | 0 | 0 | 0 | 0
| Investment to be expensed | (4)=(1)-(3) | £m | 0 | 0 | 0 | 0 | 0 | 0 | 0 | 0 | 0 | 0 | 0 | 0 | 0 | 0 | 0 | 0 | 0 | 0 | 0 | 0 | 0 | 0 | 0 | 0 | 0 | 0 | 0 | 0 | 0 | 0 | 0 | 0 | 0 | 0 | 0 | 0 | 0 | 0 | 0 | 0 | 0 | 0 | 0 | 0 | 0 | 0 | 0 | 0 | 0 | 0
| 2027 Depreciation | (5)2027=(3)2027*Dep_ratet | £m |  | 0 | 0 | 0 | 0 | 0 | 0 | 0 | 0 | 0 | 0 | 0 | 0 | 0 | 0 | 0 | 0 | 0 | 0 | 0 | 0 | 0 | 0 | 0 | 0 | 0 | 0 | 0 | 0 | 0 | 0 | 0 | 0 | 0 | 0 | 0 | 0 | 0 | 0 | 0 | 0 | 0 | 0 | 0 | 0 | 0 | 0 | 0 | 0 | 0
| 2028 Depreciation | (5)2028=(3)2028*Dep_ratet | £m |  |  | 0 | 0 | 0 | 0 | 0 | 0 | 0 | 0 | 0 | 0 | 0 | 0 | 0 | 0 | 0 | 0 | 0 | 0 | 0 | 0 | 0 | 0 | 0 | 0 | 0 | 0 | 0 | 0 | 0 | 0 | 0 | 0 | 0 | 0 | 0 | 0 | 0 | 0 | 0 | 0 | 0 | 0 | 0 | 0 | 0 | 0 | 0 | 0
| 2029 Depreciation | (5)2029=(3)2029*Dep_ratet | £m |  |  |  | 0 | 0 | 0 | 0 | 0 | 0 | 0 | 0 | 0 | 0 | 0 | 0 | 0 | 0 | 0 | 0 | 0 | 0 | 0 | 0 | 0 | 0 | 0 | 0 | 0 | 0 | 0 | 0 | 0 | 0 | 0 | 0 | 0 | 0 | 0 | 0 | 0 | 0 | 0 | 0 | 0 | 0 | 0 | 0 | 0 | 0 | 0
| 2030 Depreciation | (5)2030=(3)2030*Dep_ratet | £m |  |  |  |  | 0 | 0 | 0 | 0 | 0 | 0 | 0 | 0 | 0 | 0 | 0 | 0 | 0 | 0 | 0 | 0 | 0 | 0 | 0 | 0 | 0 | 0 | 0 | 0 | 0 | 0 | 0 | 0 | 0 | 0 | 0 | 0 | 0 | 0 | 0 | 0 | 0 | 0 | 0 | 0 | 0 | 0 | 0 | 0 | 0 | 0
| 2031 Depreciation | (5)2031=(3)2031*Dep_ratet | £m | [5 empty] | 0 | 0 | 0 | 0 | 0 | 0 | 0 | 0 | 0 | 0 | 0 | 0 | 0 | 0 | 0 | 0 | 0 | 0 | 0 | 0 | 0 | 0 | 0 | 0 | 0 | 0 | 0 | 0 | 0 | 0 | 0 | 0 | 0 | 0 | 0 | 0 | 0 | 0 | 0 | 0 | 0 | 0 | 0 | 0 | 0
| 2032 Depreciation | (5)2032=(3)2032*Dep_ratet | £m | [6 empty] | 0 | 0 | 0 | 0 | 0 | 0 | 0 | 0 | 0 | 0 | 0 | 0 | 0 | 0 | 0 | 0 | 0 | 0 | 0 | 0 | 0 | 0 | 0 | 0 | 0 | 0 | 0 | 0 | 0 | 0 | 0 | 0 | 0 | 0 | 0 | 0 | 0 | 0 | 0 | 0 | 0 | 0 | 0 | 0
| 2033 Depreciation | (5)2033=(3)2033*Dep_ratet | £m | [7 empty] | 0 | 0 | 0 | 0 | 0 | 0 | 0 | 0 | 0 | 0 | 0 | 0 | 0 | 0 | 0 | 0 | 0 | 0 | 0 | 0 | 0 | 0 | 0 | 0 | 0 | 0 | 0 | 0 | 0 | 0 | 0 | 0 | 0 | 0 | 0 | 0 | 0 | 0 | 0 | 0 | 0 | 0 | 0
| 2034 Depreciation | (5)2034=(3)2034*Dep_ratet | £m | [8 empty] | 0 | 0 | 0 | 0 | 0 | 0 | 0 | 0 | 0 | 0 | 0 | 0 | 0 | 0 | 0 | 0 | 0 | 0 | 0 | 0 | 0 | 0 | 0 | 0 | 0 | 0 | 0 | 0 | 0 | 0 | 0 | 0 | 0 | 0 | 0 | 0 | 0 | 0 | 0 | 0 | 0 | 0
| 2035 Depreciation | (5)2035=(3)2035*Dep_ratet | £m | [9 empty] | 0 | 0 | 0 | 0 | 0 | 0 | 0 | 0 | 0 | 0 | 0 | 0 | 0 | 0 | 0 | 0 | 0 | 0 | 0 | 0 | 0 | 0 | 0 | 0 | 0 | 0 | 0 | 0 | 0 | 0 | 0 | 0 | 0 | 0 | 0 | 0 | 0 | 0 | 0 | 0 | 0
| 2036 Depreciation | (5)2036=(3)2036*Dep_ratet | £m | [10 empty] | 0 | 0 | 0 | 0 | 0 | 0 | 0 | 0 | 0 | 0 | 0 | 0 | 0 | 0 | 0 | 0 | 0 | 0 | 0 | 0 | 0 | 0 | 0 | 0 | 0 | 0 | 0 | 0 | 0 | 0 | 0 | 0 | 0 | 0 | 0 | 0 | 0 | 0 | 0 | 0
| 2037 Depreciation | (5)2037=(3)2037*Dep_ratet | £m | [11 empty] | 0 | 0 | 0 | 0 | 0 | 0 | 0 | 0 | 0 | 0 | 0 | 0 | 0 | 0 | 0 | 0 | 0 | 0 | 0 | 0 | 0 | 0 | 0 | 0 | 0 | 0 | 0 | 0 | 0 | 0 | 0 | 0 | 0 | 0 | 0 | 0 | 0 | 0 | 0
| 2038 Depreciation | (5)2038=(3)2038*Dep_ratet | £m | [12 empty] | 0 | 0 | 0 | 0 | 0 | 0 | 0 | 0 | 0 | 0 | 0 | 0 | 0 | 0 | 0 | 0 | 0 | 0 | 0 | 0 | 0 | 0 | 0 | 0 | 0 | 0 | 0 | 0 | 0 | 0 | 0 | 0 | 0 | 0 | 0 | 0 | 0 | 0
| 2039 Depreciation | (5)2039=(3)2039*Dep_ratet | £m | [13 empty] | 0 | 0 | 0 | 0 | 0 | 0 | 0 | 0 | 0 | 0 | 0 | 0 | 0 | 0 | 0 | 0 | 0 | 0 | 0 | 0 | 0 | 0 | 0 | 0 | 0 | 0 | 0 | 0 | 0 | 0 | 0 | 0 | 0 | 0 | 0 | 0 | 0
| 2040 Depreciation | (5)2040=(3)2040*Dep_ratet | £m | [14 empty] | 0 | 0 | 0 | 0 | 0 | 0 | 0 | 0 | 0 | 0 | 0 | 0 | 0 | 0 | 0 | 0 | 0 | 0 | 0 | 0 | 0 | 0 | 0 | 0 | 0 | 0 | 0 | 0 | 0 | 0 | 0 | 0 | 0 | 0 | 0 | 0
| 2041 Depreciation | (5)2041=(3)2041*Dep_ratet | £m | [15 empty] | 0 | 0 | 0 | 0 | 0 | 0 | 0 | 0 | 0 | 0 | 0 | 0 | 0 | 0 | 0 | 0 | 0 | 0 | 0 | 0 | 0 | 0 | 0 | 0 | 0 | 0 | 0 | 0 | 0 | 0 | 0 | 0 | 0 | 0 | 0
| 2042 Depreciation | (5)2042=(3)2042*Dep_ratet | £m | [16 empty] | 0 | 0 | 0 | 0 | 0 | 0 | 0 | 0 | 0 | 0 | 0 | 0 | 0 | 0 | 0 | 0 | 0 | 0 | 0 | 0 | 0 | 0 | 0 | 0 | 0 | 0 | 0 | 0 | 0 | 0 | 0 | 0 | 0 | 0
| 2043 Depreciation | (5)2043=(3)2043*Dep_ratet | £m | [17 empty] | 0 | 0 | 0 | 0 | 0 | 0 | 0 | 0 | 0 | 0 | 0 | 0 | 0 | 0 | 0 | 0 | 0 | 0 | 0 | 0 | 0 | 0 | 0 | 0 | 0 | 0 | 0 | 0 | 0 | 0 | 0 | 0 | 0
| 2044 Depreciation | (5)2044=(3)2044*Dep_ratet | £m | [18 empty] | 0 | 0 | 0 | 0 | 0 | 0 | 0 | 0 | 0 | 0 | 0 | 0 | 0 | 0 | 0 | 0 | 0 | 0 | 0 | 0 | 0 | 0 | 0 | 0 | 0 | 0 | 0 | 0 | 0 | 0 | 0 | 0
| 2045 Depreciation | (5)2045=(3)2045*Dep_ratet | £m | [19 empty] | 0 | 0 | 0 | 0 | 0 | 0 | 0 | 0 | 0 | 0 | 0 | 0 | 0 | 0 | 0 | 0 | 0 | 0 | 0 | 0 | 0 | 0 | 0 | 0 | 0 | 0 | 0 | 0 | 0 | 0 | 0
| 2046 Depreciation | (5)2046=(3)2046*Dep_ratet | £m | [20 empty] | 0 | 0 | 0 | 0 | 0 | 0 | 0 | 0 | 0 | 0 | 0 | 0 | 0 | 0 | 0 | 0 | 0 | 0 | 0 | 0 | 0 | 0 | 0 | 0 | 0 | 0 | 0 | 0 | 0 | 0
| 2047 Depreciation | (5)2047=(3)2047*Dep_ratet | £m | 2048: 0; 2049: 0; 2050: 0; 2051: 0; 2052: 0; 2053: 0; 2054: 0; 2055: 0; 2056: 0; 2057: 0; 2058: 0; 2059: 0; 2060: 0; 2061: 0; 2062: 0; 2063: 0; 2064: 0; 2065: 0; 2066: 0; 2067: 0; 2068: 0; 2069: 0; 2070: 0; 2071: 0; 2072: 0; 2073: 0; 2074: 0; 2075: 0; 2076: 0
| 2048 Depreciation | (5)2048=(3)2048*Dep_ratet | £m | 2049: 0; 2050: 0; 2051: 0; 2052: 0; 2053: 0; 2054: 0; 2055: 0; 2056: 0; 2057: 0; 2058: 0; 2059: 0; 2060: 0; 2061: 0; 2062: 0; 2063: 0; 2064: 0; 2065: 0; 2066: 0; 2067: 0; 2068: 0; 2069: 0; 2070: 0; 2071: 0; 2072: 0; 2073: 0; 2074: 0; 2075: 0; 2076: 0
| 2049 Depreciation | (5)2049=(3)2049*Dep_ratet | £m | 2050: 0; 2051: 0; 2052: 0; 2053: 0; 2054: 0; 2055: 0; 2056: 0; 2057: 0; 2058: 0; 2059: 0; 2060: 0; 2061: 0; 2062: 0; 2063: 0; 2064: 0; 2065: 0; 2066: 0; 2067: 0; 2068: 0; 2069: 0; 2070: 0; 2071: 0; 2072: 0; 2073: 0; 2074: 0; 2075: 0; 2076: 0
| 2050 Depreciation | (5)2050=(3)2050*Dep_ratet | £m
| 2051 Depreciation | (5)2051=(3)2051*Dep_ratet | £m
| 2052 Depreciation | (5)2052=(3)2052*Dep_ratet | £m
| 2053 Depreciation | (5)2053=(3)2053*Dep_ratet | £m
| 2054 Depreciation | (5)2054=(3)2054*Dep_ratet | £m
| 2055 Depreciation | (5)2055=(3)2055*Dep_ratet | £m
| 2056 Depreciation | (5)2056=(3)2056*Dep_ratet | £m
| 2057 Depreciation | (5)2057=(3)2057*Dep_ratet | £m
| 2058 Depreciation | (5)2058=(3)2058*Dep_ratet | £m
| 2059 Depreciation | (5)2059=(3)2059*Dep_ratet | £m
| 2060 Depreciation | (5)2060=(3)2060*Dep_ratet | £m
| 2061 Depreciation | (5)2061=(3)2061*Dep_ratet | £m
| 2062 Depreciation | (5)2062=(3)2062*Dep_ratet | £m
| 2063 Depreciation | (5)2063=(3)2063*Dep_ratet | £m
| 2064 Depreciation | (5)2064=(3)2064*Dep_ratet | £m
| 2065 Depreciation | (5)2065=(3)2065*Dep_ratet | £m
| 2066 Depreciation | (5)2066=(3)2066*Dep_ratet | £m
| 2067 Depreciation | (5)2067=(3)2067*Dep_ratet | £m
| 2068 Depreciation | (5)2068=(3)2068*Dep_ratet | £m
| 2069 Depreciation | (5)2069=(3)2069*Dep_ratet | £m
| 2070 Depreciation | (5)2070=(3)2070*Dep_ratet | £m
| Depreciation | (5)=∑(5)t | £m | 0 | 0 | 0 | 0 | 0 | 0 | 0 | 0 | 0 | 0 | 0 | 0 | 0 | 0 | 0 | 0 | 0 | 0 | 0 | 0 | 0 | 0 | 0 | 0 | 0 | 0 | 0 | 0 | 0 | 0 | 0 | 0 | 0 | 0 | 0 | 0 | 0 | 0 | 0 | 0 | 0 | 0 | 0 | 0 | 0 | 0 | 0 | 0 | 0 | 0
| Opening RAV balance | (6op)t=(6cl)t-1 | £m | 0 | 0 | 0 | 0 | 0 | 0 | 0 | 0 | 0 | 0 | 0 | 0 | 0 | 0 | 0 | 0 | 0 | 0 | 0 | 0 | 0 | 0 | 0 | 0 | 0 | 0 | 0 | 0 | 0 | 0 | 0 | 0 | 0 | 0 | 0 | 0 | 0 | 0 | 0 | 0 | 0 | 0 | 0 | 0 | 0 | 0 | 0 | 0 | 0 | 0
| Discounted RAV balance | (6D)=(6cl)*(1/1+WACC)) | £m | 0 | 0 | 0 | 0 | 0 | 0 | 0 | 0 | 0 | 0 | 0 | 0 | 0 | 0 | 0 | 0 | 0 | 0 | 0 | 0 | 0 | 0 | 0 | 0 | 0 | 0 | 0 | 0 | 0 | 0 | 0 | 0 | 0 | 0 | 0 | 0 | 0 | 0 | 0 | 0 | 0 | 0 | 0 | 0 | 0 | 0 | 0 | 0 | 0 | 0
| Closing RAV balance | (6cl)=(3)-(5)+(6op) | £m | 0 | 0 | 0 | 0 | 0 | 0 | 0 | 0 | 0 | 0 | 0 | 0 | 0 | 0 | 0 | 0 | 0 | 0 | 0 | 0 | 0 | 0 | 0 | 0 | 0 | 0 | 0 | 0 | 0 | 0 | 0 | 0 | 0 | 0 | 0 | 0 | 0 | 0 | 0 | 0 | 0 | 0 | 0 | 0 | 0 | 0 | 0 | 0 | 0 | 0
| Cost of Capital | (6)=avg[(6D),(6op)]xWACC | £m | 0 | 0 | 0 | 0 | 0 | 0 | 0 | 0 | 0 | 0 | 0 | 0 | 0 | 0 | 0 | 0 | 0 | 0 | 0 | 0 | 0 | 0 | 0 | 0 | 0 | 0 | 0 | 0 | 0 | 0 | 0 | 0 | 0 | 0 | 0 | 0 | 0 | 0 | 0 | 0 | 0 | 0 | 0 | 0 | 0 | 0 | 0 | 0 | 0 | 0
| Total Capitalised Costs | (7)=(5)+(6) | £m | 0 | 0 | 0 | 0 | 0 | 0 | 0 | 0 | 0 | 0 | 0 | 0 | 0 | 0 | 0 | 0 | 0 | 0 | 0 | 0 | 0 | 0 | 0 | 0 | 0 | 0 | 0 | 0 | 0 | 0 | 0 | 0 | 0 | 0 | 0 | 0 | 0 | 0 | 0 | 0 | 0 | 0 | 0 | 0 | 0 | 0 | 0 | 0 | 0 | 0
| Total Non-Capitalised Costs |  |  | 0 | 0 | 0 | 0 | 0 | 0 | 0 | 0 | 0 | 0 | 0 | 0 | 0 | 0 | 0 | 0 | 0 | 0 | 0 | 0 | 0 | 0 | 0 | 0 | 0 | 0 | 0 | 0 | 0 | 0 | 0 | 0 | 0 | 0 | 0 | 0 | 0 | 0 | 0 | 0 | 0 | 0 | 0 | 0 | 0 | 0 | 0 | 0 | 0 | 0
| Total Direct Costs |  |  | 0 | 0 | 0 | 0 | 0 | 0 | 0 | 0 | 0 | 0 | 0 | 0 | 0 | 0 | 0 | 0 | 0 | 0 | 0 | 0 | 0 | 0 | 0 | 0 | 0 | 0 | 0 | 0 | 0 | 0 | 0 | 0 | 0 | 0 | 0 | 0 | 0 | 0 | 0 | 0 | 0 | 0 | 0 | 0 | 0 | 0 | 0 | 0 | 0 | 0
Non-Financial Costs/Benefits
Calculated values
| Category | Description |  | 2027 | 2028 | 2029 | 2030 | 2031 | 2032 | 2033 | 2034 | 2035 | 2036 | 2037 | 2038 | 2039 | 2040 | 2041 | 2042 | 2043 | 2044 | 2045 | 2046 | 2047 | 2048 | 2049 | 2050 | 2051 | 2052 | 2053 | 2054 | 2055 | 2056 | 2057 | 2058 | 2059 | 2060 | 2061 | 2062 | 2063 | 2064 | 2065 | 2066 | 2067 | 2068 | 2069 | 2070 | 2071 | 2072 | 2073 | 2074 | 2075 | 2076
Non-financial benefits/costs - values | Environmental | Leakage | £m | 0 | 0 | 0 | 0 | 0 | 0 | 0 | 0 | 0 | 0 | 0 | 0 | 0 | 0 | 0 | 0 | 0 | 0 | 0 | 0 | 0 | 0 | 0 | 0 | 0 | 0 | 0 | 0 | 0 | 0 | 0 | 0 | 0 | 0 | 0 | 0 | 0 | 0 | 0 | 0 | 0 | 0 | 0 | 0 | 0 | 0 | 0 | 0 | 0 | 0
| Environmental |  | £m
| Environmental |  | £m
| Safety | Fatality risk | £m | 0 | 0 | 0 | 0 | 0 | 0 | 0 | 0 | 0 | 0 | 0 | 0 | 0 | 0 | 0 | 0 | 0 | 0 | 0 | 0 | 0 | 0 | 0 | 0 | 0 | 0 | 0 | 0 | 0 | 0 | 0 | 0 | 0 | 0 | 0 | 0 | 0 | 0 | 0 | 0 | 0 | 0 | 0 | 0 | 0 | 0 | 0 | 0 | 0 | 0
| Safety | Non-Fatality risk | £m | 0 | 0 | 0 | 0 | 0 | 0 | 0 | 0 | 0 | 0 | 0 | 0 | 0 | 0 | 0 | 0 | 0 | 0 | 0 | 0 | 0 | 0 | 0 | 0 | 0 | 0 | 0 | 0 | 0 | 0 | 0 | 0 | 0 | 0 | 0 | 0 | 0 | 0 | 0 | 0 | 0 | 0 | 0 | 0 | 0 | 0 | 0 | 0 | 0 | 0
| Safety |  | £m
| Safety |  | £m
| Financial | NGN VF Financial Risk | £m
| Financial | NGN VF Customer Risk | £m
| Financial | NGN VF Compliance Risk | £m
| Other |  | £m
| Other |  | £m
Inputs
| Category | Description |  | 2027 | 2028 | 2029 | 2030 | 2031 | 2032 | 2033 | 2034 | 2035 | 2036 | 2037 | 2038 | 2039 | 2040 | 2041 | 2042 | 2043 | 2044 | 2045 | 2046 | 2047 | 2048 | 2049 | 2050 | 2051 | 2052 | 2053 | 2054 | 2055 | 2056 | 2057 | 2058 | 2059 | 2060 | 2061 | 2062 | 2063 | 2064 | 2065 | 2066 | 2067 | 2068 | 2069 | 2070 | 2071 | 2072 | 2073 | 2074 | 2075 | 2076
Non-financial benefits/costs - inputs | Environmental | Leakage | GWh
Environmental
Environmental
| Safety | Fatality risk
| Safety | Non-Fatality risk
Safety
Safety
Other
Other
Other
Other
Other
Alternative carbon calculations |  |  |  | 2027 | 2028 | 2029 | 2030 | 2031 | 2032 | 2033 | 2034 | 2035 | 2036 | 2037 | 2038 | 2039 | 2040 | 2041 | 2042 | 2043 | 2044 | 2045 | 2046 | 2047 | 2048 | 2049 | 2050 | 2051 | 2052 | 2053 | 2054 | 2055 | 2056 | 2057 | 2058 | 2059 | 2060 | 2061 | 2062 | 2063 | 2064 | 2065 | 2066 | 2067 | 2068 | 2069 | 2070 | 2071 | 2072 | 2073 | 2074 | 2075 | 2076
Environmental costs - low CO2 cost | Environmental | Leakage | £m | 0 | 0 | 0 | 0 | 0 | 0 | 0 | 0 | 0 | 0 | 0 | 0 | 0 | 0 | 0 | 0 | 0 | 0 | 0 | 0 | 0 | 0 | 0 | 0 | 0 | 0 | 0 | 0 | 0 | 0 | 0 | 0 | 0 | 0 | 0 | 0 | 0 | 0 | 0 | 0 | 0 | 0 | 0 | 0 | 0 | 0 | 0 | 0 | 0 | 0
| Environmental |  | £m
| Environmental |  | £m
Environmental costs - high CO2 cost | Environmental | Leakage | £m | 0 | 0 | 0 | 0 | 0 | 0 | 0 | 0 | 0 | 0 | 0 | 0 | 0 | 0 | 0 | 0 | 0 | 0 | 0 | 0 | 0 | 0 | 0 | 0 | 0 | 0 | 0 | 0 | 0 | 0 | 0 | 0 | 0 | 0 | 0 | 0 | 0 | 0 | 0 | 0 | 0 | 0 | 0 | 0 | 0 | 0 | 0 | 0 | 0 | 0
| Environmental |  | £m
| Environmental |  | £m
Net Present Values
Discount factors and summary
|  |  |  | 2027 | 2028 | 2029 | 2030 | 2031 | 2032 | 2033 | 2034 | 2035 | 2036 | 2037 | 2038 | 2039 | 2040 | 2041 | 2042 | 2043 | 2044 | 2045 | 2046 | 2047 | 2048 | 2049 | 2050 | 2051 | 2052 | 2053 | 2054 | 2055 | 2056 | 2057 | 2058 | 2059 | 2060 | 2061 | 2062 | 2063 | 2064 | 2065 | 2066 | 2067 | 2068 | 2069 | 2070 | 2071 | 2072 | 2073 | 2074 | 2075 | 2076
Discount factors | Discount factor (Non-Safety) | =1/[(1+SRTP)^n] | % | 100% | 96.62% | 93.35% | 90.19% | 87.14% | 84.2% | 81.35% | 78.6% | 75.94% | 73.37% | 70.89% | 68.49% | 66.18% | 63.94% | 61.78% | 59.69% | 57.67% | 55.72% | 53.84% | 52.02% | 50.26% | 48.56% | 46.92% | 45.33% | 43.8% | 42.31% | 40.88% | 39.5% | 38.17% | 36.87% | 35.63% | 34.59% | 33.58% | 32.6% | 31.65% | 30.73% | 29.84% | 28.97% | 28.12% | 27.31% | 26.51% | 25.74% | 24.99% | 24.26% | 23.55% | 22.87% | 22.2% | 21.56% | 20.93% | 20.32%
| Discount factor (Safety) | =1/[(1+HDR)^n] | % | 100% | 98.52% | 97.07% | 95.63% | 94.22% | 92.83% | 91.45% | 90.1% | 88.77% | 87.46% | 86.17% | 84.89% | 83.64% | 82.4% | 81.18% | 79.99% | 78.8% | 77.64% | 76.49% | 75.36% | 74.25% | 73.15% | 72.07% | 71% | 69.95% | 68.92% | 67.9% | 66.9% | 65.91% | 64.94% | 63.98% | 63.16% | 62.36% | 61.57% | 60.79% | 60.02% | 59.25% | 58.5% | 57.76% | 57.03% | 56.3% | 55.59% | 54.88% | 54.18% | 53.5% | 52.82% | 52.15% | 51.48% | 50.83% | 50.19%
Summary of discounted costs/benefits | Capex |  | £m | 0 | 0 | 0 | 0 | 0 | 0 | 0 | 0 | 0 | 0 | 0 | 0 | 0 | 0 | 0 | 0 | 0 | 0 | 0 | 0 | 0 | 0 | 0 | 0 | 0 | 0 | 0 | 0 | 0 | 0 | 0 | 0 | 0 | 0 | 0 | 0 | 0 | 0 | 0 | 0 | 0 | 0 | 0 | 0 | 0 | 0 | 0 | 0 | 0 | 0
| Opex |  | £m | 0 | 0 | 0 | 0 | 0 | 0 | 0 | 0 | 0 | 0 | 0 | 0 | 0 | 0 | 0 | 0 | 0 | 0 | 0 | 0 | 0 | 0 | 0 | 0 | 0 | 0 | 0 | 0 | 0 | 0 | 0 | 0 | 0 | 0 | 0 | 0 | 0 | 0 | 0 | 0 | 0 | 0 | 0 | 0 | 0 | 0 | 0 | 0 | 0 | 0
| Pass Through Costs |  | £m | 0 | 0 | 0 | 0 | 0 | 0 | 0 | 0 | 0 | 0 | 0 | 0 | 0 | 0 | 0 | 0 | 0 | 0 | 0 | 0 | 0 | 0 | 0 | 0 | 0 | 0 | 0 | 0 | 0 | 0 | 0 | 0 | 0 | 0 | 0 | 0 | 0 | 0 | 0 | 0 | 0 | 0 | 0 | 0 | 0 | 0 | 0 | 0 | 0 | 0
| Environmental - central CO2 cost |  | £m | 0 | 0 | 0 | 0 | 0 | 0 | 0 | 0 | 0 | 0 | 0 | 0 | 0 | 0 | 0 | 0 | 0 | 0 | 0 | 0 | 0 | 0 | 0 | 0 | 0 | 0 | 0 | 0 | 0 | 0 | 0 | 0 | 0 | 0 | 0 | 0 | 0 | 0 | 0 | 0 | 0 | 0 | 0 | 0 | 0 | 0 | 0 | 0 | 0 | 0
| Environmental - low CO2 cost |  | £m | 0 | 0 | 0 | 0 | 0 | 0 | 0 | 0 | 0 | 0 | 0 | 0 | 0 | 0 | 0 | 0 | 0 | 0 | 0 | 0 | 0 | 0 | 0 | 0 | 0 | 0 | 0 | 0 | 0 | 0 | 0 | 0 | 0 | 0 | 0 | 0 | 0 | 0 | 0 | 0 | 0 | 0 | 0 | 0 | 0 | 0 | 0 | 0 | 0 | 0
| Environmental - high CO2 cost |  | £m | 0 | 0 | 0 | 0 | 0 | 0 | 0 | 0 | 0 | 0 | 0 | 0 | 0 | 0 | 0 | 0 | 0 | 0 | 0 | 0 | 0 | 0 | 0 | 0 | 0 | 0 | 0 | 0 | 0 | 0 | 0 | 0 | 0 | 0 | 0 | 0 | 0 | 0 | 0 | 0 | 0 | 0 | 0 | 0 | 0 | 0 | 0 | 0 | 0 | 0
| Safety |  | £m | 0 | 0 | 0 | 0 | 0 | 0 | 0 | 0 | 0 | 0 | 0 | 0 | 0 | 0 | 0 | 0 | 0 | 0 | 0 | 0 | 0 | 0 | 0 | 0 | 0 | 0 | 0 | 0 | 0 | 0 | 0 | 0 | 0 | 0 | 0 | 0 | 0 | 0 | 0 | 0 | 0 | 0 | 0 | 0 | 0 | 0 | 0 | 0 | 0 | 0
| Financial |  | £m | 0 | 0 | 0 | 0 | 0 | 0 | 0 | 0 | 0 | 0 | 0 | 0 | 0 | 0 | 0 | 0 | 0 | 0 | 0 | 0 | 0 | 0 | 0 | 0 | 0 | 0 | 0 | 0 | 0 | 0 | 0 | 0 | 0 | 0 | 0 | 0 | 0 | 0 | 0 | 0 | 0 | 0 | 0 | 0 | 0 | 0 | 0 | 0 | 0 | 0
| Other |  | £m | 0 | 0 | 0 | 0 | 0 | 0 | 0 | 0 | 0 | 0 | 0 | 0 | 0 | 0 | 0 | 0 | 0 | 0 | 0 | 0 | 0 | 0 | 0 | 0 | 0 | 0 | 0 | 0 | 0 | 0 | 0 | 0 | 0 | 0 | 0 | 0 | 0 | 0 | 0 | 0 | 0 | 0 | 0 | 0 | 0 | 0 | 0 | 0 | 0 | 0
Annual Total | Total - central carbon cost |  | £m | 0 | 0 | 0 | 0 | 0 | 0 | 0 | 0 | 0 | 0 | 0 | 0 | 0 | 0 | 0 | 0 | 0 | 0 | 0 | 0 | 0 | 0 | 0 | 0 | 0 | 0 | 0 | 0 | 0 | 0 | 0 | 0 | 0 | 0 | 0 | 0 | 0 | 0 | 0 | 0 | 0 | 0 | 0 | 0 | 0 | 0 | 0 | 0 | 0 | 0
| Total - low carbon cost |  | £m | 0 | 0 | 0 | 0 | 0 | 0 | 0 | 0 | 0 | 0 | 0 | 0 | 0 | 0 | 0 | 0 | 0 | 0 | 0 | 0 | 0 | 0 | 0 | 0 | 0 | 0 | 0 | 0 | 0 | 0 | 0 | 0 | 0 | 0 | 0 | 0 | 0 | 0 | 0 | 0 | 0 | 0 | 0 | 0 | 0 | 0 | 0 | 0 | 0 | 0
| Total - high carbon cost |  | £m | 0 | 0 | 0 | 0 | 0 | 0 | 0 | 0 | 0 | 0 | 0 | 0 | 0 | 0 | 0 | 0 | 0 | 0 | 0 | 0 | 0 | 0 | 0 | 0 | 0 | 0 | 0 | 0 | 0 | 0 | 0 | 0 | 0 | 0 | 0 | 0 | 0 | 0 | 0 | 0 | 0 | 0 | 0 | 0 | 0 | 0 | 0 | 0 | 0 | 0
Net Present Value | NPV - central carbon cost |  | £m | 0 | 0 | 0 | 0 | 0 | 0 | 0 | 0 | 0 | 0 | 0 | 0 | 0 | 0 | 0 | 0 | 0 | 0 | 0 | 0 | 0 | 0 | 0 | 0 | 0 | 0 | 0 | 0 | 0 | 0 | 0 | 0 | 0 | 0 | 0 | 0 | 0 | 0 | 0 | 0 | 0 | 0 | 0 | 0 | 0 | 0 | 0 | 0 | 0 | 0
| NPV - low carbon cost |  | £m | 0 | 0 | 0 | 0 | 0 | 0 | 0 | 0 | 0 | 0 | 0 | 0 | 0 | 0 | 0 | 0 | 0 | 0 | 0 | 0 | 0 | 0 | 0 | 0 | 0 | 0 | 0 | 0 | 0 | 0 | 0 | 0 | 0 | 0 | 0 | 0 | 0 | 0 | 0 | 0 | 0 | 0 | 0 | 0 | 0 | 0 | 0 | 0 | 0 | 0
| NPV - high carbon cost |  | £m | 0 | 0 | 0 | 0 | 0 | 0 | 0 | 0 | 0 | 0 | 0 | 0 | 0 | 0 | 0 | 0 | 0 | 0 | 0 | 0 | 0 | 0 | 0 | 0 | 0 | 0 | 0 | 0 | 0 | 0 | 0 | 0 | 0 | 0 | 0 | 0 | 0 | 0 | 0 | 0 | 0 | 0 | 0 | 0 | 0 | 0 | 0 | 0 | 0 | 0
Comparison to baseline
|  |  |  | 2027 | 2028 | 2029 | 2030 | 2031 | 2032 | 2033 | 2034 | 2035 | 2036 | 2037 | 2038 | 2039 | 2040 | 2041 | 2042 | 2043 | 2044 | 2045 | 2046 | 2047 | 2048 | 2049 | 2050 | 2051 | 2052 | 2053 | 2054 | 2055 | 2056 | 2057 | 2058 | 2059 | 2060 | 2061 | 2062 | 2063 | 2064 | 2065 | 2066 | 2067 | 2068 | 2069 | 2070 | 2071 | 2072 | 2073 | 2074 | 2075 | 2076
Summary of discounted costs/benefits | Capex |  | £m | 0 | 0 | 0 | 0 | 0 | 0 | 0 | 0 | 0 | 0 | 0 | 0 | 0 | 0 | 0 | 0 | 0 | 0 | 0 | 0 | 0 | 0 | 0 | 0 | 0 | 0 | 0 | 0 | 0 | 0 | 0 | 0 | 0 | 0 | 0 | 0 | 0 | 0 | 0 | 0 | 0 | 0 | 0 | 0 | 0 | 0 | 0 | 0 | 0 | 0
| Opex |  | £m | 0 | 0 | 0 | 0 | 0 | 0 | 0 | 0 | 0 | 0 | 0 | 0 | 0 | 0 | 0 | 0 | 0 | 0 | 0 | 0 | 0 | 0 | 0 | 0 | 0 | 0 | 0 | 0 | 0 | 0 | 0 | 0 | 0 | 0 | 0 | 0 | 0 | 0 | 0 | 0 | 0 | 0 | 0 | 0 | 0 | 0 | 0 | 0 | 0 | 0
| Pass Through Costs |  | £m | 3.5077 | 3.4282 | 3.3506 | 3.2749 | 3.2011 | 3.1291 | 3.0588 | 2.9902 | 2.9233 | 2.858 | 2.7943 | 2.7321 | 2.6715 | 2.6123 | 2.5546 | 2.4982 | 2.4433 | 2.3896 | 2.3373 | 2.2863 | 2.2365 | 2.1879 | 2.1405 | 2.0942 | 2.0491 | 2.0051 | 1.9621 | 1.9202 | 1.8794 | 1.8395 | 1.8006 | 1.7712 | 1.7424 | 1.7142 | 1.6865 | 1.6595 | 1.633 | 1.6071 | 1.5817 | 1.5568 | 1.5325 | 1.5087 | 1.4854 | 1.4625 | 1.4402 | 1.4183 | 1.3969 | 1.376 | 1.3555 | 1.3353
| Environmental - central CO2 cost |  | £m | 20.9147 | 20.8045 | 20.6182 | 20.4305 | 20.3095 | 20.1844 | 19.9906 | 19.8596 | 19.7253 | 19.5273 | 19.3885 | 19.247 | 19.1032 | 19.0127 | 18.8635 | 18.7126 | 18.5602 | 18.4571 | 18.301 | 18.1924 | 18.0334 | 17.9202 | 17.8045 | 17.6864 | 17.5563 | 17.4269 | 17.3002 | 17.1707 | 17.0392 | 16.9064 | 16.7734 | 16.7206 | 16.6659 | 16.6098 | 16.5525 | 16.494 | 16.4344 | 16.3739 | 16.3124 | 16.2502 | 16.1873 | 16.1237 | 16.0597 | 15.9952 | 15.9304 | 15.8653 | 15.8 | 15.7346 | 15.6692 | 15.6022
| Environmental - low CO2 cost |  | £m | 10.4739 | 10.3925 | 10.312 | 10.2326 | 10.1542 | 10.0768 | 10.0005 | 9.9251 | 9.8507 | 9.7774 | 9.705 | 9.6336 | 9.5632 | 9.4938 | 9.4233 | 9.3537 | 9.2852 | 9.2176 | 9.1511 | 9.0855 | 9.0209 | 8.9573 | 8.8947 | 8.833 | 8.7667 | 8.7007 | 8.6345 | 8.5678 | 8.5004 | 8.4324 | 8.3642 | 8.3359 | 8.307 | 8.2774 | 8.2472 | 8.2165 | 8.1853 | 8.1536 | 8.1216 | 8.0892 | 8.0565 | 8.0236 | 7.9904 | 7.9571 | 7.9236 | 7.89 | 7.8564 | 7.8227 | 7.7891 | 7.7547
| Environmental - high CO2 cost |  | £m | 31.4218 | 31.1774 | 30.9361 | 30.6978 | 30.4626 | 30.2305 | 30.0014 | 29.7753 | 29.5522 | 29.3322 | 29.1151 | 28.9009 | 28.6897 | 28.4815 | 28.2698 | 28.0612 | 27.8555 | 27.6528 | 27.4532 | 27.2564 | 27.0627 | 26.8719 | 26.684 | 26.499 | 26.3001 | 26.1021 | 25.9036 | 25.7034 | 25.5011 | 25.2971 | 25.0925 | 25.0078 | 24.921 | 24.8322 | 24.7416 | 24.6495 | 24.5558 | 24.4609 | 24.3647 | 24.2676 | 24.1695 | 24.0707 | 23.9712 | 23.8712 | 23.7708 | 23.6701 | 23.5692 | 23.4682 | 23.3673 | 23.2641
| Safety |  | £m | 0.79658 | 0.80743 | 0.81856 | 0.82995 | 0.84163 | 0.85359 | 0.86584 | 0.87839 | 0.89125 | 0.90441 | 0.91789 | 0.93169 | 0.94582 | 0.96029 | 0.9751 | 0.99026 | 1.0058 | 1.0217 | 1.0379 | 1.0546 | 1.0716 | 1.089 | 1.1068 | 1.1251 | 1.1438 | 1.1629 | 1.1824 | 1.2024 | 1.2228 | 1.2438 | 1.2652 | 1.2898 | 1.315 | 1.3408 | 1.3673 | 1.3944 | 1.4221 | 1.4506 | 1.4797 | 1.5095 | 1.5401 | 1.5714 | 1.6035 | 1.6363 | 1.6699 | 1.7044 | 1.7397 | 1.7758 | 1.8128 | 1.8506
| Financial |  |  | 11.4114 | 11.2202 | 11.035 | 10.8557 | 10.682 | 10.5138 | 10.3509 | 10.1931 | 10.0404 | 9.8925 | 9.7493 | 9.6106 | 9.4763 | 9.3464 | 9.2206 | 9.0988 | 8.9809 | 8.8667 | 8.7563 | 8.6494 | 8.546 | 8.4459 | 8.349 | 8.2553 | 8.1646 | 8.0769 | 7.9921 | 7.9101 | 7.8307 | 7.754 | 7.6798 | 7.645 | 7.6122 | 7.5811 | 7.5519 | 7.5245 | 7.4988 | 7.4747 | 7.4524 | 7.4317 | 7.4126 | 7.395 | 7.379 | 7.3645 | 7.3514 | 7.3398 | 7.3296 | 7.3207 | 7.3133 | 7.3058
| Other |  | £m | 0 | 0 | 0 | 0 | 0 | 0 | 0 | 0 | 0 | 0 | 0 | 0 | 0 | 0 | 0 | 0 | 0 | 0 | 0 | 0 | 0 | 0 | 0 | 0 | 0 | 0 | 0 | 0 | 0 | 0 | 0 | 0 | 0 | 0 | 0 | 0 | 0 | 0 | 0 | 0 | 0 | 0 | 0 | 0 | 0 | 0 | 0 | 0 | 0 | 0
Annual Total | Total - central carbon cost |  | £m | 36.6304 | 36.2603 | 35.8224 | 35.391 | 35.0342 | 34.6808 | 34.266 | 33.9213 | 33.5802 | 33.1821 | 32.8499 | 32.5214 | 32.1969 | 31.9316 | 31.6137 | 31.2999 | 30.9901 | 30.7352 | 30.4326 | 30.1827 | 29.8875 | 29.643 | 29.4008 | 29.161 | 28.9138 | 28.6718 | 28.4368 | 28.2034 | 27.9721 | 27.7437 | 27.519 | 27.4265 | 27.3354 | 27.2459 | 27.1582 | 27.0723 | 26.9883 | 26.9062 | 26.8262 | 26.7482 | 26.6724 | 26.5988 | 26.5275 | 26.4585 | 26.3919 | 26.3278 | 26.2662 | 26.2071 | 26.1507 | 26.0938
| Total - low carbon cost |  | £m | 26.1895 | 25.8482 | 25.5162 | 25.1931 | 24.8789 | 24.5732 | 24.2759 | 23.9868 | 23.7056 | 23.4322 | 23.1664 | 22.908 | 22.6569 | 22.4128 | 22.1735 | 21.941 | 21.7151 | 21.4957 | 21.2826 | 21.0757 | 20.8749 | 20.6801 | 20.491 | 20.3076 | 20.1242 | 19.9456 | 19.7712 | 19.6005 | 19.4333 | 19.2696 | 19.1097 | 19.0419 | 18.9765 | 18.9135 | 18.8529 | 18.7948 | 18.7392 | 18.686 | 18.6354 | 18.5873 | 18.5417 | 18.4987 | 18.4582 | 18.4203 | 18.3851 | 18.3525 | 18.3225 | 18.2952 | 18.2706 | 18.2464
| Total - high carbon cost |  | £m | 47.1374 | 46.6331 | 46.1402 | 45.6584 | 45.1873 | 44.7269 | 44.2769 | 43.837 | 43.4071 | 42.987 | 42.5765 | 42.1753 | 41.7834 | 41.4004 | 41.02 | 40.6484 | 40.2854 | 39.9309 | 39.5847 | 39.2467 | 38.9167 | 38.5946 | 38.2803 | 37.9736 | 37.6576 | 37.347 | 37.0402 | 36.7361 | 36.4341 | 36.1343 | 35.838 | 35.7138 | 35.5905 | 35.4683 | 35.3473 | 35.2278 | 35.1097 | 34.9933 | 34.8785 | 34.7656 | 34.6547 | 34.5458 | 34.439 | 34.3345 | 34.2323 | 34.1325 | 34.0353 | 33.9407 | 33.8488 | 33.7558
Net Present Value | Total - central carbon cost |  | £m | 36.6304 | 72.8906 | 108.713 | 144.1041 | 179.1383 | 213.8191 | 248.0851 | 282.0064 | 315.5865 | 348.7687 | 381.6185 | 414.1399 | 446.3368 | 478.2684 | 509.8822 | 541.182 | 572.1721 | 602.9073 | 633.3398 | 663.5225 | 693.41 | 723.053 | 752.4538 | 781.6148 | 810.5285 | 839.2003 | 867.6371 | 895.8406 | 923.8127 | 951.5564 | 979.0754 | 1006.5019 | 1033.8373 | 1061.0832 | 1088.2413 | 1115.3137 | 1142.302 | 1169.2082 | 1196.0344 | 1222.7827 | 1249.4551 | 1276.0539 | 1302.5814 | 1329.04 | 1355.4319 | 1381.7597 | 1408.0259 | 1434.233 | 1460.3837 | 1486.4775
| Total - low carbon cost |  | £m | 26.1895 | 52.0378 | 77.554 | 102.7471 | 127.626 | 152.1993 | 176.4752 | 200.462 | 224.1676 | 247.5998 | 270.7663 | 293.6743 | 316.3312 | 338.7439 | 360.9174 | 382.8584 | 404.5734 | 426.0691 | 447.3517 | 468.4274 | 489.3023 | 509.9824 | 530.4734 | 550.781 | 570.9052 | 590.8508 | 610.622 | 630.2225 | 649.6558 | 668.9254 | 688.0351 | 707.077 | 726.0535 | 744.967 | 763.8199 | 782.6147 | 801.3539 | 820.0399 | 838.6753 | 857.2626 | 875.8042 | 894.3029 | 912.7611 | 931.1814 | 949.5665 | 967.919 | 986.2416 | 1004.5368 | 1022.8074 | 1041.0538
| Total - high carbon cost |  | £m | 47.1374 | 93.7705 | 139.9108 | 185.5691 | 230.7564 | 275.4833 | 319.7602 | 363.5972 | 407.0044 | 449.9914 | 492.5678 | 534.7431 | 576.5265 | 617.9269 | 658.947 | 699.5954 | 739.8808 | 779.8117 | 819.3964 | 858.643 | 897.5597 | 936.1544 | 974.4347 | 1012.4083 | 1050.0659 | 1087.4129 | 1124.4531 | 1161.1892 | 1197.6233 | 1233.7576 | 1269.5957 | 1305.3095 | 1340.9 | 1376.3682 | 1411.7156 | 1446.9433 | 1482.0531 | 1517.0463 | 1551.9249 | 1586.6905 | 1621.3452 | 1655.891 | 1690.33 | 1724.6645 | 1758.8968 | 1793.0293 | 1827.0646 | 1861.0053 | 1894.8541 | 1928.6099
|  |  |  | 2027 | 2028 | 2029 | 2030 | 2031 | 2032 | 2033 | 2034 | 2035 | 2036 | 2037 | 2038 | 2039 | 2040 | 2041 | 2042 | 2043 | 2044 | 2045 | 2046 | 2047 | 2048 | 2049 | 2050 | 2051 | 2052 | 2053 | 2054 | 2055 | 2056 | 2057 | 2058 | 2059 | 2060 | 2061 | 2062 | 2063 | 2064 | 2065 | 2066 | 2067 | 2068 | 2069 | 2070 | 2071 | 2072 | 2073 | 2074 | 2075 | 2076
| Monetised risk - memo line |  | £m
Note on B10: Ofgem: Enter as year (eg 2027)
Note on C158: Duncan Innes:GT/GD
Note on C161: Duncan Innes: All sectors
Note on C162: Duncan Innes: All sectors
Note on B229: Ofgem: This line records the total monetised risk of the modelled scenario. It acts as a cross-reference between the CBA and NARM BPDTs and should not directly link to any formulas in the CBA analysis above.

## Option_9 Workings (hidden)
Additional cost/benefit explanations
Please provide a short explanation of any additional cost/benefit lines that have been completed in addition to the pre-populated ones. This should include both a description of the nature of the cost/benefit, and an explanation of how the value was calculated, citing appropriate sources (eg for relevant global warming potentials). If an explanation has been provided within the EJP, then simply provide a reference to the relevant page number.
Long term cost/benefit assumptions
Please briefly summarise the assumptions you have used to calculate long-term (ie beyond the duration of the RIIO3 price control) costs and other inputs (eg "Opex assumed to increase at 1%/year based on historic trends"). In most cases we would expect these to be the same across the baseline and different options, but where this is not the case additional tabs can be completed as necessary. If detailed descriptions are required (eg to explain assumptions around whole life costs of assets) these should be included as part of the EJP
Capex
Opex
Leakage
Fatality risk
Non-Fatality risk
Cost cross-referencing
If there is any explanation required on how the cost data set out in the EJP totals to the lines in the CBA, please provide it here.

## Option_10 (hidden)
Summary | [7 empty] | Text Descriptions
[8 empty] | Option Description - this should allow us to quickly recognise the option being assessed (based on descriptions in the EJP and other documents) and distinguish it both from other investment areas and from other options. If appropriate, please provide sitemaps, photos or any other documents that will help with this identification (likely to be relevant for major projects rather than asset classes) | [6 empty] | Stakeholder Support Summary - please provide a synopsis which details the feedback from stakeholder group(s)
Option Name |  |  |  | Date Undertaken:
Scheme Reference ID
Expenditure Type |  |  |  | Authorised By:
Preferred Option (Y/N)
Spend Area (Please include relevant RRP/BPDT Table Reference)
First year of expenditure outflow | 2027
Payback position at year | Central CO2 Cost - PV of costs & benefits (£m) | Central CO2 Cost - NPV relative to baseline (£m) | Low CO2 cost - PV of costs & benefits (£m) | Low CO2 cost - NPV relative to baseline (£m) | High CO2 cost - PV of costs & benefits (£m) | High CO2 cost - NPV relative to baseline (£m)
2035 | 0 | 315.5865 | 0 | 224.1676 | 0 | 407.0044
2040 | 0 | 478.2684 | 0 | 338.7439 | 0 | 617.9269
2045 | 0 | 633.3398 | 0 | 447.3517 | 0 | 819.3964
2050 | 0 | 781.6148 | 0 | 550.781 | 0 | 1012.4083
2060 | 0 | 1061.0832 | 0 | 744.967 | 0 | 1376.3682
2070 | 0 | 1329.04 | 0 | 931.1814 | 0 | 1724.6645
Capitalisation rate | 100% | [6 empty] | Engineering Justification Summary - please provide a synopsis & share the document which articulates the full detailed explanation | [6 empty] | Company View - please provide a synopsis which details your view of how beneficial this option is.
Expenditure Profile - Summary
| 2027 | 2028 | 2029 | 2030 | 2031 | Post RIIO3
| (£m) | (£m) | (£m) | (£m) | (£m) | (£m)
Capitalised costs | 0 | 0 | 0 | 0 | 0 | 0
Non-capitalised costs | 0 | 0 | 0 | 0 | 0 | 0
| Asset Class | Unit | Comments
Output
Financial Costs
Inputs
|  |  |  | RIIO3 |  |  |  |  | RIIO4 |  |  |  |  | RIIO5 |  |  |  |  | RIIO6 |  |  |  |  | RIIO7 |  |  |  |  | RIIO8 |  |  |  |  | RIIO9 |  |  |  |  | RIIO10 |  |  |  |  | RIIO11 |  |  |  |  | RIIO12
|  |  |  | 1 | 2 | 3 | 4 | 5 | 6 | 7 | 8 | 9 | 10 | 11 | 12 | 13 | 14 | 15 | 16 | 17 | 18 | 19 | 20 | 21 | 22 | 23 | 24 | 25 | 26 | 27 | 28 | 29 | 30 | 31 | 32 | 33 | 34 | 35 | 36 | 37 | 38 | 39 | 40 | 41 | 42 | 43 | 44 | 45 | 46 | 47 | 48 | 49 | 50
| Asset Class | Intervention type |  | 2027 | 2028 | 2029 | 2030 | 2031 | 2032 | 2033 | 2034 | 2035 | 2036 | 2037 | 2038 | 2039 | 2040 | 2041 | 2042 | 2043 | 2044 | 2045 | 2046 | 2047 | 2048 | 2049 | 2050 | 2051 | 2052 | 2053 | 2054 | 2055 | 2056 | 2057 | 2058 | 2059 | 2060 | 2061 | 2062 | 2063 | 2064 | 2065 | 2066 | 2067 | 2068 | 2069 | 2070 | 2071 | 2072 | 2073 | 2074 | 2075 | 2076
Capex/Repex |  |  | £m
£m
£m
£m
£m
£m
£m
£m
£m
£m
| Total Capex | (1) | £m | 0 | 0 | 0 | 0 | 0 | 0 | 0 | 0 | 0 | 0 | 0 | 0 | 0 | 0 | 0 | 0 | 0 | 0 | 0 | 0 | 0 | 0 | 0 | 0 | 0 | 0 | 0 | 0 | 0 | 0 | 0 | 0 | 0 | 0 | 0 | 0 | 0 | 0 | 0 | 0 | 0 | 0 | 0 | 0 | 0 | 0 | 0 | 0 | 0 | 0
Associated direct opex |  |  | £m
£m
£m
£m
£m
| Total Opex |  | £m | 0 | 0 | 0 | 0 | 0 | 0 | 0 | 0 | 0 | 0 | 0 | 0 | 0 | 0 | 0 | 0 | 0 | 0 | 0 | 0 | 0 | 0 | 0 | 0 | 0 | 0 | 0 | 0 | 0 | 0 | 0 | 0 | 0 | 0 | 0 | 0 | 0 | 0 | 0 | 0 | 0 | 0 | 0 | 0 | 0 | 0 | 0 | 0 | 0 | 0
Pass through costs | Leakage |  | £m | 0 | 0 | 0 | 0 | 0 | 0 | 0 | 0 | 0 | 0 | 0 | 0 | 0 | 0 | 0 | 0 | 0 | 0 | 0 | 0 | 0 | 0 | 0 | 0 | 0 | 0 | 0 | 0 | 0 | 0 | 0 | 0 | 0 | 0 | 0 | 0 | 0 | 0 | 0 | 0 | 0 | 0 | 0 | 0 | 0 | 0 | 0 | 0 | 0 | 0
£m
| Total Pass Through Costs |  | £m | 0 | 0 | 0 | 0 | 0 | 0 | 0 | 0 | 0 | 0 | 0 | 0 | 0 | 0 | 0 | 0 | 0 | 0 | 0 | 0 | 0 | 0 | 0 | 0 | 0 | 0 | 0 | 0 | 0 | 0 | 0 | 0 | 0 | 0 | 0 | 0 | 0 | 0 | 0 | 0 | 0 | 0 | 0 | 0 | 0 | 0 | 0 | 0 | 0 | 0
Annual cost calculations |  |  |  | 2027 | 2028 | 2029 | 2030 | 2031 | 2032 | 2033 | 2034 | 2035 | 2036 | 2037 | 2038 | 2039 | 2040 | 2041 | 2042 | 2043 | 2044 | 2045 | 2046 | 2047 | 2048 | 2049 | 2050 | 2051 | 2052 | 2053 | 2054 | 2055 | 2056 | 2057 | 2058 | 2059 | 2060 | 2061 | 2062 | 2063 | 2064 | 2065 | 2066 | 2067 | 2068 | 2069 | 2070 | 2071 | 2072 | 2073 | 2074 | 2075 | 2076
| Capitalisation rates | (2) | % | 100% | 100% | 100% | 100% | 100% | 100% | 100% | 100% | 100% | 100% | 100% | 100% | 100% | 100% | 100% | 100% | 100% | 100% | 100% | 100% | 100% | 100% | 100% | 0% | 0% | 0% | 0% | 0% | 0% | 0% | 0% | 0% | 0% | 0% | 0% | 0% | 0% | 0% | 0% | 0% | 0% | 0% | 0% | 0% | 0% | 0% | 0% | 0% | 0% | 0%
| Capitalised investment | (3)=(1)x(2) | £m | 0 | 0 | 0 | 0 | 0 | 0 | 0 | 0 | 0 | 0 | 0 | 0 | 0 | 0 | 0 | 0 | 0 | 0 | 0 | 0 | 0 | 0 | 0 | 0 | 0 | 0 | 0 | 0 | 0 | 0 | 0 | 0 | 0 | 0 | 0 | 0 | 0 | 0 | 0 | 0 | 0 | 0 | 0 | 0 | 0 | 0 | 0 | 0 | 0 | 0
| Investment to be expensed | (4)=(1)-(3) | £m | 0 | 0 | 0 | 0 | 0 | 0 | 0 | 0 | 0 | 0 | 0 | 0 | 0 | 0 | 0 | 0 | 0 | 0 | 0 | 0 | 0 | 0 | 0 | 0 | 0 | 0 | 0 | 0 | 0 | 0 | 0 | 0 | 0 | 0 | 0 | 0 | 0 | 0 | 0 | 0 | 0 | 0 | 0 | 0 | 0 | 0 | 0 | 0 | 0 | 0
| 2027 Depreciation | (5)2027=(3)2027*Dep_ratet | £m |  | 0 | 0 | 0 | 0 | 0 | 0 | 0 | 0 | 0 | 0 | 0 | 0 | 0 | 0 | 0 | 0 | 0 | 0 | 0 | 0 | 0 | 0 | 0 | 0 | 0 | 0 | 0 | 0 | 0 | 0 | 0 | 0 | 0 | 0 | 0 | 0 | 0 | 0 | 0 | 0 | 0 | 0 | 0 | 0 | 0 | 0 | 0 | 0 | 0
| 2028 Depreciation | (5)2028=(3)2028*Dep_ratet | £m |  |  | 0 | 0 | 0 | 0 | 0 | 0 | 0 | 0 | 0 | 0 | 0 | 0 | 0 | 0 | 0 | 0 | 0 | 0 | 0 | 0 | 0 | 0 | 0 | 0 | 0 | 0 | 0 | 0 | 0 | 0 | 0 | 0 | 0 | 0 | 0 | 0 | 0 | 0 | 0 | 0 | 0 | 0 | 0 | 0 | 0 | 0 | 0 | 0
| 2029 Depreciation | (5)2029=(3)2029*Dep_ratet | £m |  |  |  | 0 | 0 | 0 | 0 | 0 | 0 | 0 | 0 | 0 | 0 | 0 | 0 | 0 | 0 | 0 | 0 | 0 | 0 | 0 | 0 | 0 | 0 | 0 | 0 | 0 | 0 | 0 | 0 | 0 | 0 | 0 | 0 | 0 | 0 | 0 | 0 | 0 | 0 | 0 | 0 | 0 | 0 | 0 | 0 | 0 | 0 | 0
| 2030 Depreciation | (5)2030=(3)2030*Dep_ratet | £m |  |  |  |  | 0 | 0 | 0 | 0 | 0 | 0 | 0 | 0 | 0 | 0 | 0 | 0 | 0 | 0 | 0 | 0 | 0 | 0 | 0 | 0 | 0 | 0 | 0 | 0 | 0 | 0 | 0 | 0 | 0 | 0 | 0 | 0 | 0 | 0 | 0 | 0 | 0 | 0 | 0 | 0 | 0 | 0 | 0 | 0 | 0 | 0
| 2031 Depreciation | (5)2031=(3)2031*Dep_ratet | £m | [5 empty] | 0 | 0 | 0 | 0 | 0 | 0 | 0 | 0 | 0 | 0 | 0 | 0 | 0 | 0 | 0 | 0 | 0 | 0 | 0 | 0 | 0 | 0 | 0 | 0 | 0 | 0 | 0 | 0 | 0 | 0 | 0 | 0 | 0 | 0 | 0 | 0 | 0 | 0 | 0 | 0 | 0 | 0 | 0 | 0 | 0
| 2032 Depreciation | (5)2032=(3)2032*Dep_ratet | £m | [6 empty] | 0 | 0 | 0 | 0 | 0 | 0 | 0 | 0 | 0 | 0 | 0 | 0 | 0 | 0 | 0 | 0 | 0 | 0 | 0 | 0 | 0 | 0 | 0 | 0 | 0 | 0 | 0 | 0 | 0 | 0 | 0 | 0 | 0 | 0 | 0 | 0 | 0 | 0 | 0 | 0 | 0 | 0 | 0 | 0
| 2033 Depreciation | (5)2033=(3)2033*Dep_ratet | £m | [7 empty] | 0 | 0 | 0 | 0 | 0 | 0 | 0 | 0 | 0 | 0 | 0 | 0 | 0 | 0 | 0 | 0 | 0 | 0 | 0 | 0 | 0 | 0 | 0 | 0 | 0 | 0 | 0 | 0 | 0 | 0 | 0 | 0 | 0 | 0 | 0 | 0 | 0 | 0 | 0 | 0 | 0 | 0 | 0
| 2034 Depreciation | (5)2034=(3)2034*Dep_ratet | £m | [8 empty] | 0 | 0 | 0 | 0 | 0 | 0 | 0 | 0 | 0 | 0 | 0 | 0 | 0 | 0 | 0 | 0 | 0 | 0 | 0 | 0 | 0 | 0 | 0 | 0 | 0 | 0 | 0 | 0 | 0 | 0 | 0 | 0 | 0 | 0 | 0 | 0 | 0 | 0 | 0 | 0 | 0 | 0
| 2035 Depreciation | (5)2035=(3)2035*Dep_ratet | £m | [9 empty] | 0 | 0 | 0 | 0 | 0 | 0 | 0 | 0 | 0 | 0 | 0 | 0 | 0 | 0 | 0 | 0 | 0 | 0 | 0 | 0 | 0 | 0 | 0 | 0 | 0 | 0 | 0 | 0 | 0 | 0 | 0 | 0 | 0 | 0 | 0 | 0 | 0 | 0 | 0 | 0 | 0
| 2036 Depreciation | (5)2036=(3)2036*Dep_ratet | £m | [10 empty] | 0 | 0 | 0 | 0 | 0 | 0 | 0 | 0 | 0 | 0 | 0 | 0 | 0 | 0 | 0 | 0 | 0 | 0 | 0 | 0 | 0 | 0 | 0 | 0 | 0 | 0 | 0 | 0 | 0 | 0 | 0 | 0 | 0 | 0 | 0 | 0 | 0 | 0 | 0 | 0
| 2037 Depreciation | (5)2037=(3)2037*Dep_ratet | £m | [11 empty] | 0 | 0 | 0 | 0 | 0 | 0 | 0 | 0 | 0 | 0 | 0 | 0 | 0 | 0 | 0 | 0 | 0 | 0 | 0 | 0 | 0 | 0 | 0 | 0 | 0 | 0 | 0 | 0 | 0 | 0 | 0 | 0 | 0 | 0 | 0 | 0 | 0 | 0 | 0
| 2038 Depreciation | (5)2038=(3)2038*Dep_ratet | £m | [12 empty] | 0 | 0 | 0 | 0 | 0 | 0 | 0 | 0 | 0 | 0 | 0 | 0 | 0 | 0 | 0 | 0 | 0 | 0 | 0 | 0 | 0 | 0 | 0 | 0 | 0 | 0 | 0 | 0 | 0 | 0 | 0 | 0 | 0 | 0 | 0 | 0 | 0 | 0
| 2039 Depreciation | (5)2039=(3)2039*Dep_ratet | £m | [13 empty] | 0 | 0 | 0 | 0 | 0 | 0 | 0 | 0 | 0 | 0 | 0 | 0 | 0 | 0 | 0 | 0 | 0 | 0 | 0 | 0 | 0 | 0 | 0 | 0 | 0 | 0 | 0 | 0 | 0 | 0 | 0 | 0 | 0 | 0 | 0 | 0 | 0
| 2040 Depreciation | (5)2040=(3)2040*Dep_ratet | £m | [14 empty] | 0 | 0 | 0 | 0 | 0 | 0 | 0 | 0 | 0 | 0 | 0 | 0 | 0 | 0 | 0 | 0 | 0 | 0 | 0 | 0 | 0 | 0 | 0 | 0 | 0 | 0 | 0 | 0 | 0 | 0 | 0 | 0 | 0 | 0 | 0 | 0
| 2041 Depreciation | (5)2041=(3)2041*Dep_ratet | £m | [15 empty] | 0 | 0 | 0 | 0 | 0 | 0 | 0 | 0 | 0 | 0 | 0 | 0 | 0 | 0 | 0 | 0 | 0 | 0 | 0 | 0 | 0 | 0 | 0 | 0 | 0 | 0 | 0 | 0 | 0 | 0 | 0 | 0 | 0 | 0 | 0
| 2042 Depreciation | (5)2042=(3)2042*Dep_ratet | £m | [16 empty] | 0 | 0 | 0 | 0 | 0 | 0 | 0 | 0 | 0 | 0 | 0 | 0 | 0 | 0 | 0 | 0 | 0 | 0 | 0 | 0 | 0 | 0 | 0 | 0 | 0 | 0 | 0 | 0 | 0 | 0 | 0 | 0 | 0 | 0
| 2043 Depreciation | (5)2043=(3)2043*Dep_ratet | £m | [17 empty] | 0 | 0 | 0 | 0 | 0 | 0 | 0 | 0 | 0 | 0 | 0 | 0 | 0 | 0 | 0 | 0 | 0 | 0 | 0 | 0 | 0 | 0 | 0 | 0 | 0 | 0 | 0 | 0 | 0 | 0 | 0 | 0 | 0
| 2044 Depreciation | (5)2044=(3)2044*Dep_ratet | £m | [18 empty] | 0 | 0 | 0 | 0 | 0 | 0 | 0 | 0 | 0 | 0 | 0 | 0 | 0 | 0 | 0 | 0 | 0 | 0 | 0 | 0 | 0 | 0 | 0 | 0 | 0 | 0 | 0 | 0 | 0 | 0 | 0 | 0
| 2045 Depreciation | (5)2045=(3)2045*Dep_ratet | £m | [19 empty] | 0 | 0 | 0 | 0 | 0 | 0 | 0 | 0 | 0 | 0 | 0 | 0 | 0 | 0 | 0 | 0 | 0 | 0 | 0 | 0 | 0 | 0 | 0 | 0 | 0 | 0 | 0 | 0 | 0 | 0 | 0
| 2046 Depreciation | (5)2046=(3)2046*Dep_ratet | £m | [20 empty] | 0 | 0 | 0 | 0 | 0 | 0 | 0 | 0 | 0 | 0 | 0 | 0 | 0 | 0 | 0 | 0 | 0 | 0 | 0 | 0 | 0 | 0 | 0 | 0 | 0 | 0 | 0 | 0 | 0 | 0
| 2047 Depreciation | (5)2047=(3)2047*Dep_ratet | £m | 2048: 0; 2049: 0; 2050: 0; 2051: 0; 2052: 0; 2053: 0; 2054: 0; 2055: 0; 2056: 0; 2057: 0; 2058: 0; 2059: 0; 2060: 0; 2061: 0; 2062: 0; 2063: 0; 2064: 0; 2065: 0; 2066: 0; 2067: 0; 2068: 0; 2069: 0; 2070: 0; 2071: 0; 2072: 0; 2073: 0; 2074: 0; 2075: 0; 2076: 0
| 2048 Depreciation | (5)2048=(3)2048*Dep_ratet | £m | 2049: 0; 2050: 0; 2051: 0; 2052: 0; 2053: 0; 2054: 0; 2055: 0; 2056: 0; 2057: 0; 2058: 0; 2059: 0; 2060: 0; 2061: 0; 2062: 0; 2063: 0; 2064: 0; 2065: 0; 2066: 0; 2067: 0; 2068: 0; 2069: 0; 2070: 0; 2071: 0; 2072: 0; 2073: 0; 2074: 0; 2075: 0; 2076: 0
| 2049 Depreciation | (5)2049=(3)2049*Dep_ratet | £m | 2050: 0; 2051: 0; 2052: 0; 2053: 0; 2054: 0; 2055: 0; 2056: 0; 2057: 0; 2058: 0; 2059: 0; 2060: 0; 2061: 0; 2062: 0; 2063: 0; 2064: 0; 2065: 0; 2066: 0; 2067: 0; 2068: 0; 2069: 0; 2070: 0; 2071: 0; 2072: 0; 2073: 0; 2074: 0; 2075: 0; 2076: 0
| 2050 Depreciation | (5)2050=(3)2050*Dep_ratet | £m
| 2051 Depreciation | (5)2051=(3)2051*Dep_ratet | £m
| 2052 Depreciation | (5)2052=(3)2052*Dep_ratet | £m
| 2053 Depreciation | (5)2053=(3)2053*Dep_ratet | £m
| 2054 Depreciation | (5)2054=(3)2054*Dep_ratet | £m
| 2055 Depreciation | (5)2055=(3)2055*Dep_ratet | £m
| 2056 Depreciation | (5)2056=(3)2056*Dep_ratet | £m
| 2057 Depreciation | (5)2057=(3)2057*Dep_ratet | £m
| 2058 Depreciation | (5)2058=(3)2058*Dep_ratet | £m
| 2059 Depreciation | (5)2059=(3)2059*Dep_ratet | £m
| 2060 Depreciation | (5)2060=(3)2060*Dep_ratet | £m
| 2061 Depreciation | (5)2061=(3)2061*Dep_ratet | £m
| 2062 Depreciation | (5)2062=(3)2062*Dep_ratet | £m
| 2063 Depreciation | (5)2063=(3)2063*Dep_ratet | £m
| 2064 Depreciation | (5)2064=(3)2064*Dep_ratet | £m
| 2065 Depreciation | (5)2065=(3)2065*Dep_ratet | £m
| 2066 Depreciation | (5)2066=(3)2066*Dep_ratet | £m
| 2067 Depreciation | (5)2067=(3)2067*Dep_ratet | £m
| 2068 Depreciation | (5)2068=(3)2068*Dep_ratet | £m
| 2069 Depreciation | (5)2069=(3)2069*Dep_ratet | £m
| 2070 Depreciation | (5)2070=(3)2070*Dep_ratet | £m
| Depreciation | (5)=∑(5)t | £m | 0 | 0 | 0 | 0 | 0 | 0 | 0 | 0 | 0 | 0 | 0 | 0 | 0 | 0 | 0 | 0 | 0 | 0 | 0 | 0 | 0 | 0 | 0 | 0 | 0 | 0 | 0 | 0 | 0 | 0 | 0 | 0 | 0 | 0 | 0 | 0 | 0 | 0 | 0 | 0 | 0 | 0 | 0 | 0 | 0 | 0 | 0 | 0 | 0 | 0
| Opening RAV balance | (6op)t=(6cl)t-1 | £m | 0 | 0 | 0 | 0 | 0 | 0 | 0 | 0 | 0 | 0 | 0 | 0 | 0 | 0 | 0 | 0 | 0 | 0 | 0 | 0 | 0 | 0 | 0 | 0 | 0 | 0 | 0 | 0 | 0 | 0 | 0 | 0 | 0 | 0 | 0 | 0 | 0 | 0 | 0 | 0 | 0 | 0 | 0 | 0 | 0 | 0 | 0 | 0 | 0 | 0
| Discounted RAV balance | (6D)=(6cl)*(1/1+WACC)) | £m | 0 | 0 | 0 | 0 | 0 | 0 | 0 | 0 | 0 | 0 | 0 | 0 | 0 | 0 | 0 | 0 | 0 | 0 | 0 | 0 | 0 | 0 | 0 | 0 | 0 | 0 | 0 | 0 | 0 | 0 | 0 | 0 | 0 | 0 | 0 | 0 | 0 | 0 | 0 | 0 | 0 | 0 | 0 | 0 | 0 | 0 | 0 | 0 | 0 | 0
| Closing RAV balance | (6cl)=(3)-(5)+(6op) | £m | 0 | 0 | 0 | 0 | 0 | 0 | 0 | 0 | 0 | 0 | 0 | 0 | 0 | 0 | 0 | 0 | 0 | 0 | 0 | 0 | 0 | 0 | 0 | 0 | 0 | 0 | 0 | 0 | 0 | 0 | 0 | 0 | 0 | 0 | 0 | 0 | 0 | 0 | 0 | 0 | 0 | 0 | 0 | 0 | 0 | 0 | 0 | 0 | 0 | 0
| Cost of Capital | (6)=avg[(6D),(6op)]xWACC | £m | 0 | 0 | 0 | 0 | 0 | 0 | 0 | 0 | 0 | 0 | 0 | 0 | 0 | 0 | 0 | 0 | 0 | 0 | 0 | 0 | 0 | 0 | 0 | 0 | 0 | 0 | 0 | 0 | 0 | 0 | 0 | 0 | 0 | 0 | 0 | 0 | 0 | 0 | 0 | 0 | 0 | 0 | 0 | 0 | 0 | 0 | 0 | 0 | 0 | 0
| Total Capitalised Costs | (7)=(5)+(6) | £m | 0 | 0 | 0 | 0 | 0 | 0 | 0 | 0 | 0 | 0 | 0 | 0 | 0 | 0 | 0 | 0 | 0 | 0 | 0 | 0 | 0 | 0 | 0 | 0 | 0 | 0 | 0 | 0 | 0 | 0 | 0 | 0 | 0 | 0 | 0 | 0 | 0 | 0 | 0 | 0 | 0 | 0 | 0 | 0 | 0 | 0 | 0 | 0 | 0 | 0
| Total Non-Capitalised Costs |  |  | 0 | 0 | 0 | 0 | 0 | 0 | 0 | 0 | 0 | 0 | 0 | 0 | 0 | 0 | 0 | 0 | 0 | 0 | 0 | 0 | 0 | 0 | 0 | 0 | 0 | 0 | 0 | 0 | 0 | 0 | 0 | 0 | 0 | 0 | 0 | 0 | 0 | 0 | 0 | 0 | 0 | 0 | 0 | 0 | 0 | 0 | 0 | 0 | 0 | 0
| Total Direct Costs |  |  | 0 | 0 | 0 | 0 | 0 | 0 | 0 | 0 | 0 | 0 | 0 | 0 | 0 | 0 | 0 | 0 | 0 | 0 | 0 | 0 | 0 | 0 | 0 | 0 | 0 | 0 | 0 | 0 | 0 | 0 | 0 | 0 | 0 | 0 | 0 | 0 | 0 | 0 | 0 | 0 | 0 | 0 | 0 | 0 | 0 | 0 | 0 | 0 | 0 | 0
Non-Financial Costs/Benefits
Calculated values
| Category | Description |  | 2027 | 2028 | 2029 | 2030 | 2031 | 2032 | 2033 | 2034 | 2035 | 2036 | 2037 | 2038 | 2039 | 2040 | 2041 | 2042 | 2043 | 2044 | 2045 | 2046 | 2047 | 2048 | 2049 | 2050 | 2051 | 2052 | 2053 | 2054 | 2055 | 2056 | 2057 | 2058 | 2059 | 2060 | 2061 | 2062 | 2063 | 2064 | 2065 | 2066 | 2067 | 2068 | 2069 | 2070 | 2071 | 2072 | 2073 | 2074 | 2075 | 2076
Non-financial benefits/costs - values | Environmental | Leakage | £m | 0 | 0 | 0 | 0 | 0 | 0 | 0 | 0 | 0 | 0 | 0 | 0 | 0 | 0 | 0 | 0 | 0 | 0 | 0 | 0 | 0 | 0 | 0 | 0 | 0 | 0 | 0 | 0 | 0 | 0 | 0 | 0 | 0 | 0 | 0 | 0 | 0 | 0 | 0 | 0 | 0 | 0 | 0 | 0 | 0 | 0 | 0 | 0 | 0 | 0
| Environmental |  | £m
| Environmental |  | £m
| Safety | Fatality risk | £m | 0 | 0 | 0 | 0 | 0 | 0 | 0 | 0 | 0 | 0 | 0 | 0 | 0 | 0 | 0 | 0 | 0 | 0 | 0 | 0 | 0 | 0 | 0 | 0 | 0 | 0 | 0 | 0 | 0 | 0 | 0 | 0 | 0 | 0 | 0 | 0 | 0 | 0 | 0 | 0 | 0 | 0 | 0 | 0 | 0 | 0 | 0 | 0 | 0 | 0
| Safety | Non-Fatality risk | £m | 0 | 0 | 0 | 0 | 0 | 0 | 0 | 0 | 0 | 0 | 0 | 0 | 0 | 0 | 0 | 0 | 0 | 0 | 0 | 0 | 0 | 0 | 0 | 0 | 0 | 0 | 0 | 0 | 0 | 0 | 0 | 0 | 0 | 0 | 0 | 0 | 0 | 0 | 0 | 0 | 0 | 0 | 0 | 0 | 0 | 0 | 0 | 0 | 0 | 0
| Safety |  | £m
| Safety |  | £m
| Financial | NGN VF Financial Risk | £m
| Financial | NGN VF Customer Risk | £m
| Financial | NGN VF Compliance Risk | £m
| Other |  | £m
| Other |  | £m
Inputs
| Category | Description |  | 2027 | 2028 | 2029 | 2030 | 2031 | 2032 | 2033 | 2034 | 2035 | 2036 | 2037 | 2038 | 2039 | 2040 | 2041 | 2042 | 2043 | 2044 | 2045 | 2046 | 2047 | 2048 | 2049 | 2050 | 2051 | 2052 | 2053 | 2054 | 2055 | 2056 | 2057 | 2058 | 2059 | 2060 | 2061 | 2062 | 2063 | 2064 | 2065 | 2066 | 2067 | 2068 | 2069 | 2070 | 2071 | 2072 | 2073 | 2074 | 2075 | 2076
Non-financial benefits/costs - inputs | Environmental | Leakage | GWh
Environmental
Environmental
| Safety | Fatality risk
| Safety | Non-Fatality risk
Safety
Safety
Other
Other
Other
Other
Other
Alternative carbon calculations |  |  |  | 2027 | 2028 | 2029 | 2030 | 2031 | 2032 | 2033 | 2034 | 2035 | 2036 | 2037 | 2038 | 2039 | 2040 | 2041 | 2042 | 2043 | 2044 | 2045 | 2046 | 2047 | 2048 | 2049 | 2050 | 2051 | 2052 | 2053 | 2054 | 2055 | 2056 | 2057 | 2058 | 2059 | 2060 | 2061 | 2062 | 2063 | 2064 | 2065 | 2066 | 2067 | 2068 | 2069 | 2070 | 2071 | 2072 | 2073 | 2074 | 2075 | 2076
Environmental costs - low CO2 cost | Environmental | Leakage | £m | 0 | 0 | 0 | 0 | 0 | 0 | 0 | 0 | 0 | 0 | 0 | 0 | 0 | 0 | 0 | 0 | 0 | 0 | 0 | 0 | 0 | 0 | 0 | 0 | 0 | 0 | 0 | 0 | 0 | 0 | 0 | 0 | 0 | 0 | 0 | 0 | 0 | 0 | 0 | 0 | 0 | 0 | 0 | 0 | 0 | 0 | 0 | 0 | 0 | 0
| Environmental |  | £m
| Environmental |  | £m
Environmental costs - high CO2 cost | Environmental | Leakage | £m | 0 | 0 | 0 | 0 | 0 | 0 | 0 | 0 | 0 | 0 | 0 | 0 | 0 | 0 | 0 | 0 | 0 | 0 | 0 | 0 | 0 | 0 | 0 | 0 | 0 | 0 | 0 | 0 | 0 | 0 | 0 | 0 | 0 | 0 | 0 | 0 | 0 | 0 | 0 | 0 | 0 | 0 | 0 | 0 | 0 | 0 | 0 | 0 | 0 | 0
| Environmental |  | £m
| Environmental |  | £m
Net Present Values
Discount factors and summary
|  |  |  | 2027 | 2028 | 2029 | 2030 | 2031 | 2032 | 2033 | 2034 | 2035 | 2036 | 2037 | 2038 | 2039 | 2040 | 2041 | 2042 | 2043 | 2044 | 2045 | 2046 | 2047 | 2048 | 2049 | 2050 | 2051 | 2052 | 2053 | 2054 | 2055 | 2056 | 2057 | 2058 | 2059 | 2060 | 2061 | 2062 | 2063 | 2064 | 2065 | 2066 | 2067 | 2068 | 2069 | 2070 | 2071 | 2072 | 2073 | 2074 | 2075 | 2076
Discount factors | Discount factor (Non-Safety) | =1/[(1+SRTP)^n] | % | 100% | 96.62% | 93.35% | 90.19% | 87.14% | 84.2% | 81.35% | 78.6% | 75.94% | 73.37% | 70.89% | 68.49% | 66.18% | 63.94% | 61.78% | 59.69% | 57.67% | 55.72% | 53.84% | 52.02% | 50.26% | 48.56% | 46.92% | 45.33% | 43.8% | 42.31% | 40.88% | 39.5% | 38.17% | 36.87% | 35.63% | 34.59% | 33.58% | 32.6% | 31.65% | 30.73% | 29.84% | 28.97% | 28.12% | 27.31% | 26.51% | 25.74% | 24.99% | 24.26% | 23.55% | 22.87% | 22.2% | 21.56% | 20.93% | 20.32%
| Discount factor (Safety) | =1/[(1+HDR)^n] | % | 100% | 98.52% | 97.07% | 95.63% | 94.22% | 92.83% | 91.45% | 90.1% | 88.77% | 87.46% | 86.17% | 84.89% | 83.64% | 82.4% | 81.18% | 79.99% | 78.8% | 77.64% | 76.49% | 75.36% | 74.25% | 73.15% | 72.07% | 71% | 69.95% | 68.92% | 67.9% | 66.9% | 65.91% | 64.94% | 63.98% | 63.16% | 62.36% | 61.57% | 60.79% | 60.02% | 59.25% | 58.5% | 57.76% | 57.03% | 56.3% | 55.59% | 54.88% | 54.18% | 53.5% | 52.82% | 52.15% | 51.48% | 50.83% | 50.19%
Summary of discounted costs/benefits | Capex |  | £m | 0 | 0 | 0 | 0 | 0 | 0 | 0 | 0 | 0 | 0 | 0 | 0 | 0 | 0 | 0 | 0 | 0 | 0 | 0 | 0 | 0 | 0 | 0 | 0 | 0 | 0 | 0 | 0 | 0 | 0 | 0 | 0 | 0 | 0 | 0 | 0 | 0 | 0 | 0 | 0 | 0 | 0 | 0 | 0 | 0 | 0 | 0 | 0 | 0 | 0
| Opex |  | £m | 0 | 0 | 0 | 0 | 0 | 0 | 0 | 0 | 0 | 0 | 0 | 0 | 0 | 0 | 0 | 0 | 0 | 0 | 0 | 0 | 0 | 0 | 0 | 0 | 0 | 0 | 0 | 0 | 0 | 0 | 0 | 0 | 0 | 0 | 0 | 0 | 0 | 0 | 0 | 0 | 0 | 0 | 0 | 0 | 0 | 0 | 0 | 0 | 0 | 0
| Pass Through Costs |  | £m | 0 | 0 | 0 | 0 | 0 | 0 | 0 | 0 | 0 | 0 | 0 | 0 | 0 | 0 | 0 | 0 | 0 | 0 | 0 | 0 | 0 | 0 | 0 | 0 | 0 | 0 | 0 | 0 | 0 | 0 | 0 | 0 | 0 | 0 | 0 | 0 | 0 | 0 | 0 | 0 | 0 | 0 | 0 | 0 | 0 | 0 | 0 | 0 | 0 | 0
| Environmental - central CO2 cost |  | £m | 0 | 0 | 0 | 0 | 0 | 0 | 0 | 0 | 0 | 0 | 0 | 0 | 0 | 0 | 0 | 0 | 0 | 0 | 0 | 0 | 0 | 0 | 0 | 0 | 0 | 0 | 0 | 0 | 0 | 0 | 0 | 0 | 0 | 0 | 0 | 0 | 0 | 0 | 0 | 0 | 0 | 0 | 0 | 0 | 0 | 0 | 0 | 0 | 0 | 0
| Environmental - low CO2 cost |  | £m | 0 | 0 | 0 | 0 | 0 | 0 | 0 | 0 | 0 | 0 | 0 | 0 | 0 | 0 | 0 | 0 | 0 | 0 | 0 | 0 | 0 | 0 | 0 | 0 | 0 | 0 | 0 | 0 | 0 | 0 | 0 | 0 | 0 | 0 | 0 | 0 | 0 | 0 | 0 | 0 | 0 | 0 | 0 | 0 | 0 | 0 | 0 | 0 | 0 | 0
| Environmental - high CO2 cost |  | £m | 0 | 0 | 0 | 0 | 0 | 0 | 0 | 0 | 0 | 0 | 0 | 0 | 0 | 0 | 0 | 0 | 0 | 0 | 0 | 0 | 0 | 0 | 0 | 0 | 0 | 0 | 0 | 0 | 0 | 0 | 0 | 0 | 0 | 0 | 0 | 0 | 0 | 0 | 0 | 0 | 0 | 0 | 0 | 0 | 0 | 0 | 0 | 0 | 0 | 0
| Safety |  | £m | 0 | 0 | 0 | 0 | 0 | 0 | 0 | 0 | 0 | 0 | 0 | 0 | 0 | 0 | 0 | 0 | 0 | 0 | 0 | 0 | 0 | 0 | 0 | 0 | 0 | 0 | 0 | 0 | 0 | 0 | 0 | 0 | 0 | 0 | 0 | 0 | 0 | 0 | 0 | 0 | 0 | 0 | 0 | 0 | 0 | 0 | 0 | 0 | 0 | 0
| Financial |  | £m | 0 | 0 | 0 | 0 | 0 | 0 | 0 | 0 | 0 | 0 | 0 | 0 | 0 | 0 | 0 | 0 | 0 | 0 | 0 | 0 | 0 | 0 | 0 | 0 | 0 | 0 | 0 | 0 | 0 | 0 | 0 | 0 | 0 | 0 | 0 | 0 | 0 | 0 | 0 | 0 | 0 | 0 | 0 | 0 | 0 | 0 | 0 | 0 | 0 | 0
| Other |  | £m | 0 | 0 | 0 | 0 | 0 | 0 | 0 | 0 | 0 | 0 | 0 | 0 | 0 | 0 | 0 | 0 | 0 | 0 | 0 | 0 | 0 | 0 | 0 | 0 | 0 | 0 | 0 | 0 | 0 | 0 | 0 | 0 | 0 | 0 | 0 | 0 | 0 | 0 | 0 | 0 | 0 | 0 | 0 | 0 | 0 | 0 | 0 | 0 | 0 | 0
Annual Total | Total - central carbon cost |  | £m | 0 | 0 | 0 | 0 | 0 | 0 | 0 | 0 | 0 | 0 | 0 | 0 | 0 | 0 | 0 | 0 | 0 | 0 | 0 | 0 | 0 | 0 | 0 | 0 | 0 | 0 | 0 | 0 | 0 | 0 | 0 | 0 | 0 | 0 | 0 | 0 | 0 | 0 | 0 | 0 | 0 | 0 | 0 | 0 | 0 | 0 | 0 | 0 | 0 | 0
| Total - low carbon cost |  | £m | 0 | 0 | 0 | 0 | 0 | 0 | 0 | 0 | 0 | 0 | 0 | 0 | 0 | 0 | 0 | 0 | 0 | 0 | 0 | 0 | 0 | 0 | 0 | 0 | 0 | 0 | 0 | 0 | 0 | 0 | 0 | 0 | 0 | 0 | 0 | 0 | 0 | 0 | 0 | 0 | 0 | 0 | 0 | 0 | 0 | 0 | 0 | 0 | 0 | 0
| Total - high carbon cost |  | £m | 0 | 0 | 0 | 0 | 0 | 0 | 0 | 0 | 0 | 0 | 0 | 0 | 0 | 0 | 0 | 0 | 0 | 0 | 0 | 0 | 0 | 0 | 0 | 0 | 0 | 0 | 0 | 0 | 0 | 0 | 0 | 0 | 0 | 0 | 0 | 0 | 0 | 0 | 0 | 0 | 0 | 0 | 0 | 0 | 0 | 0 | 0 | 0 | 0 | 0
Net Present Value | NPV - central carbon cost |  | £m | 0 | 0 | 0 | 0 | 0 | 0 | 0 | 0 | 0 | 0 | 0 | 0 | 0 | 0 | 0 | 0 | 0 | 0 | 0 | 0 | 0 | 0 | 0 | 0 | 0 | 0 | 0 | 0 | 0 | 0 | 0 | 0 | 0 | 0 | 0 | 0 | 0 | 0 | 0 | 0 | 0 | 0 | 0 | 0 | 0 | 0 | 0 | 0 | 0 | 0
| NPV - low carbon cost |  | £m | 0 | 0 | 0 | 0 | 0 | 0 | 0 | 0 | 0 | 0 | 0 | 0 | 0 | 0 | 0 | 0 | 0 | 0 | 0 | 0 | 0 | 0 | 0 | 0 | 0 | 0 | 0 | 0 | 0 | 0 | 0 | 0 | 0 | 0 | 0 | 0 | 0 | 0 | 0 | 0 | 0 | 0 | 0 | 0 | 0 | 0 | 0 | 0 | 0 | 0
| NPV - high carbon cost |  | £m | 0 | 0 | 0 | 0 | 0 | 0 | 0 | 0 | 0 | 0 | 0 | 0 | 0 | 0 | 0 | 0 | 0 | 0 | 0 | 0 | 0 | 0 | 0 | 0 | 0 | 0 | 0 | 0 | 0 | 0 | 0 | 0 | 0 | 0 | 0 | 0 | 0 | 0 | 0 | 0 | 0 | 0 | 0 | 0 | 0 | 0 | 0 | 0 | 0 | 0
Comparison to baseline
|  |  |  | 2027 | 2028 | 2029 | 2030 | 2031 | 2032 | 2033 | 2034 | 2035 | 2036 | 2037 | 2038 | 2039 | 2040 | 2041 | 2042 | 2043 | 2044 | 2045 | 2046 | 2047 | 2048 | 2049 | 2050 | 2051 | 2052 | 2053 | 2054 | 2055 | 2056 | 2057 | 2058 | 2059 | 2060 | 2061 | 2062 | 2063 | 2064 | 2065 | 2066 | 2067 | 2068 | 2069 | 2070 | 2071 | 2072 | 2073 | 2074 | 2075 | 2076
Summary of discounted costs/benefits | Capex |  | £m | 0 | 0 | 0 | 0 | 0 | 0 | 0 | 0 | 0 | 0 | 0 | 0 | 0 | 0 | 0 | 0 | 0 | 0 | 0 | 0 | 0 | 0 | 0 | 0 | 0 | 0 | 0 | 0 | 0 | 0 | 0 | 0 | 0 | 0 | 0 | 0 | 0 | 0 | 0 | 0 | 0 | 0 | 0 | 0 | 0 | 0 | 0 | 0 | 0 | 0
| Opex |  | £m | 0 | 0 | 0 | 0 | 0 | 0 | 0 | 0 | 0 | 0 | 0 | 0 | 0 | 0 | 0 | 0 | 0 | 0 | 0 | 0 | 0 | 0 | 0 | 0 | 0 | 0 | 0 | 0 | 0 | 0 | 0 | 0 | 0 | 0 | 0 | 0 | 0 | 0 | 0 | 0 | 0 | 0 | 0 | 0 | 0 | 0 | 0 | 0 | 0 | 0
| Pass Through Costs |  | £m | 3.5077 | 3.4282 | 3.3506 | 3.2749 | 3.2011 | 3.1291 | 3.0588 | 2.9902 | 2.9233 | 2.858 | 2.7943 | 2.7321 | 2.6715 | 2.6123 | 2.5546 | 2.4982 | 2.4433 | 2.3896 | 2.3373 | 2.2863 | 2.2365 | 2.1879 | 2.1405 | 2.0942 | 2.0491 | 2.0051 | 1.9621 | 1.9202 | 1.8794 | 1.8395 | 1.8006 | 1.7712 | 1.7424 | 1.7142 | 1.6865 | 1.6595 | 1.633 | 1.6071 | 1.5817 | 1.5568 | 1.5325 | 1.5087 | 1.4854 | 1.4625 | 1.4402 | 1.4183 | 1.3969 | 1.376 | 1.3555 | 1.3353
| Environmental - central CO2 cost |  | £m | 20.9147 | 20.8045 | 20.6182 | 20.4305 | 20.3095 | 20.1844 | 19.9906 | 19.8596 | 19.7253 | 19.5273 | 19.3885 | 19.247 | 19.1032 | 19.0127 | 18.8635 | 18.7126 | 18.5602 | 18.4571 | 18.301 | 18.1924 | 18.0334 | 17.9202 | 17.8045 | 17.6864 | 17.5563 | 17.4269 | 17.3002 | 17.1707 | 17.0392 | 16.9064 | 16.7734 | 16.7206 | 16.6659 | 16.6098 | 16.5525 | 16.494 | 16.4344 | 16.3739 | 16.3124 | 16.2502 | 16.1873 | 16.1237 | 16.0597 | 15.9952 | 15.9304 | 15.8653 | 15.8 | 15.7346 | 15.6692 | 15.6022
| Environmental - low CO2 cost |  | £m | 10.4739 | 10.3925 | 10.312 | 10.2326 | 10.1542 | 10.0768 | 10.0005 | 9.9251 | 9.8507 | 9.7774 | 9.705 | 9.6336 | 9.5632 | 9.4938 | 9.4233 | 9.3537 | 9.2852 | 9.2176 | 9.1511 | 9.0855 | 9.0209 | 8.9573 | 8.8947 | 8.833 | 8.7667 | 8.7007 | 8.6345 | 8.5678 | 8.5004 | 8.4324 | 8.3642 | 8.3359 | 8.307 | 8.2774 | 8.2472 | 8.2165 | 8.1853 | 8.1536 | 8.1216 | 8.0892 | 8.0565 | 8.0236 | 7.9904 | 7.9571 | 7.9236 | 7.89 | 7.8564 | 7.8227 | 7.7891 | 7.7547
| Environmental - high CO2 cost |  | £m | 31.4218 | 31.1774 | 30.9361 | 30.6978 | 30.4626 | 30.2305 | 30.0014 | 29.7753 | 29.5522 | 29.3322 | 29.1151 | 28.9009 | 28.6897 | 28.4815 | 28.2698 | 28.0612 | 27.8555 | 27.6528 | 27.4532 | 27.2564 | 27.0627 | 26.8719 | 26.684 | 26.499 | 26.3001 | 26.1021 | 25.9036 | 25.7034 | 25.5011 | 25.2971 | 25.0925 | 25.0078 | 24.921 | 24.8322 | 24.7416 | 24.6495 | 24.5558 | 24.4609 | 24.3647 | 24.2676 | 24.1695 | 24.0707 | 23.9712 | 23.8712 | 23.7708 | 23.6701 | 23.5692 | 23.4682 | 23.3673 | 23.2641
| Safety |  | £m | 0.79658 | 0.80743 | 0.81856 | 0.82995 | 0.84163 | 0.85359 | 0.86584 | 0.87839 | 0.89125 | 0.90441 | 0.91789 | 0.93169 | 0.94582 | 0.96029 | 0.9751 | 0.99026 | 1.0058 | 1.0217 | 1.0379 | 1.0546 | 1.0716 | 1.089 | 1.1068 | 1.1251 | 1.1438 | 1.1629 | 1.1824 | 1.2024 | 1.2228 | 1.2438 | 1.2652 | 1.2898 | 1.315 | 1.3408 | 1.3673 | 1.3944 | 1.4221 | 1.4506 | 1.4797 | 1.5095 | 1.5401 | 1.5714 | 1.6035 | 1.6363 | 1.6699 | 1.7044 | 1.7397 | 1.7758 | 1.8128 | 1.8506
| Financial |  |  | 11.4114 | 11.2202 | 11.035 | 10.8557 | 10.682 | 10.5138 | 10.3509 | 10.1931 | 10.0404 | 9.8925 | 9.7493 | 9.6106 | 9.4763 | 9.3464 | 9.2206 | 9.0988 | 8.9809 | 8.8667 | 8.7563 | 8.6494 | 8.546 | 8.4459 | 8.349 | 8.2553 | 8.1646 | 8.0769 | 7.9921 | 7.9101 | 7.8307 | 7.754 | 7.6798 | 7.645 | 7.6122 | 7.5811 | 7.5519 | 7.5245 | 7.4988 | 7.4747 | 7.4524 | 7.4317 | 7.4126 | 7.395 | 7.379 | 7.3645 | 7.3514 | 7.3398 | 7.3296 | 7.3207 | 7.3133 | 7.3058
| Other |  | £m | 0 | 0 | 0 | 0 | 0 | 0 | 0 | 0 | 0 | 0 | 0 | 0 | 0 | 0 | 0 | 0 | 0 | 0 | 0 | 0 | 0 | 0 | 0 | 0 | 0 | 0 | 0 | 0 | 0 | 0 | 0 | 0 | 0 | 0 | 0 | 0 | 0 | 0 | 0 | 0 | 0 | 0 | 0 | 0 | 0 | 0 | 0 | 0 | 0 | 0
Annual Total | Total - central carbon cost |  | £m | 36.6304 | 36.2603 | 35.8224 | 35.391 | 35.0342 | 34.6808 | 34.266 | 33.9213 | 33.5802 | 33.1821 | 32.8499 | 32.5214 | 32.1969 | 31.9316 | 31.6137 | 31.2999 | 30.9901 | 30.7352 | 30.4326 | 30.1827 | 29.8875 | 29.643 | 29.4008 | 29.161 | 28.9138 | 28.6718 | 28.4368 | 28.2034 | 27.9721 | 27.7437 | 27.519 | 27.4265 | 27.3354 | 27.2459 | 27.1582 | 27.0723 | 26.9883 | 26.9062 | 26.8262 | 26.7482 | 26.6724 | 26.5988 | 26.5275 | 26.4585 | 26.3919 | 26.3278 | 26.2662 | 26.2071 | 26.1507 | 26.0938
| Total - low carbon cost |  | £m | 26.1895 | 25.8482 | 25.5162 | 25.1931 | 24.8789 | 24.5732 | 24.2759 | 23.9868 | 23.7056 | 23.4322 | 23.1664 | 22.908 | 22.6569 | 22.4128 | 22.1735 | 21.941 | 21.7151 | 21.4957 | 21.2826 | 21.0757 | 20.8749 | 20.6801 | 20.491 | 20.3076 | 20.1242 | 19.9456 | 19.7712 | 19.6005 | 19.4333 | 19.2696 | 19.1097 | 19.0419 | 18.9765 | 18.9135 | 18.8529 | 18.7948 | 18.7392 | 18.686 | 18.6354 | 18.5873 | 18.5417 | 18.4987 | 18.4582 | 18.4203 | 18.3851 | 18.3525 | 18.3225 | 18.2952 | 18.2706 | 18.2464
| Total - high carbon cost |  | £m | 47.1374 | 46.6331 | 46.1402 | 45.6584 | 45.1873 | 44.7269 | 44.2769 | 43.837 | 43.4071 | 42.987 | 42.5765 | 42.1753 | 41.7834 | 41.4004 | 41.02 | 40.6484 | 40.2854 | 39.9309 | 39.5847 | 39.2467 | 38.9167 | 38.5946 | 38.2803 | 37.9736 | 37.6576 | 37.347 | 37.0402 | 36.7361 | 36.4341 | 36.1343 | 35.838 | 35.7138 | 35.5905 | 35.4683 | 35.3473 | 35.2278 | 35.1097 | 34.9933 | 34.8785 | 34.7656 | 34.6547 | 34.5458 | 34.439 | 34.3345 | 34.2323 | 34.1325 | 34.0353 | 33.9407 | 33.8488 | 33.7558
Net Present Value | Total - central carbon cost |  | £m | 36.6304 | 72.8906 | 108.713 | 144.1041 | 179.1383 | 213.8191 | 248.0851 | 282.0064 | 315.5865 | 348.7687 | 381.6185 | 414.1399 | 446.3368 | 478.2684 | 509.8822 | 541.182 | 572.1721 | 602.9073 | 633.3398 | 663.5225 | 693.41 | 723.053 | 752.4538 | 781.6148 | 810.5285 | 839.2003 | 867.6371 | 895.8406 | 923.8127 | 951.5564 | 979.0754 | 1006.5019 | 1033.8373 | 1061.0832 | 1088.2413 | 1115.3137 | 1142.302 | 1169.2082 | 1196.0344 | 1222.7827 | 1249.4551 | 1276.0539 | 1302.5814 | 1329.04 | 1355.4319 | 1381.7597 | 1408.0259 | 1434.233 | 1460.3837 | 1486.4775
| Total - low carbon cost |  | £m | 26.1895 | 52.0378 | 77.554 | 102.7471 | 127.626 | 152.1993 | 176.4752 | 200.462 | 224.1676 | 247.5998 | 270.7663 | 293.6743 | 316.3312 | 338.7439 | 360.9174 | 382.8584 | 404.5734 | 426.0691 | 447.3517 | 468.4274 | 489.3023 | 509.9824 | 530.4734 | 550.781 | 570.9052 | 590.8508 | 610.622 | 630.2225 | 649.6558 | 668.9254 | 688.0351 | 707.077 | 726.0535 | 744.967 | 763.8199 | 782.6147 | 801.3539 | 820.0399 | 838.6753 | 857.2626 | 875.8042 | 894.3029 | 912.7611 | 931.1814 | 949.5665 | 967.919 | 986.2416 | 1004.5368 | 1022.8074 | 1041.0538
| Total - high carbon cost |  | £m | 47.1374 | 93.7705 | 139.9108 | 185.5691 | 230.7564 | 275.4833 | 319.7602 | 363.5972 | 407.0044 | 449.9914 | 492.5678 | 534.7431 | 576.5265 | 617.9269 | 658.947 | 699.5954 | 739.8808 | 779.8117 | 819.3964 | 858.643 | 897.5597 | 936.1544 | 974.4347 | 1012.4083 | 1050.0659 | 1087.4129 | 1124.4531 | 1161.1892 | 1197.6233 | 1233.7576 | 1269.5957 | 1305.3095 | 1340.9 | 1376.3682 | 1411.7156 | 1446.9433 | 1482.0531 | 1517.0463 | 1551.9249 | 1586.6905 | 1621.3452 | 1655.891 | 1690.33 | 1724.6645 | 1758.8968 | 1793.0293 | 1827.0646 | 1861.0053 | 1894.8541 | 1928.6099
|  |  |  | 2027 | 2028 | 2029 | 2030 | 2031 | 2032 | 2033 | 2034 | 2035 | 2036 | 2037 | 2038 | 2039 | 2040 | 2041 | 2042 | 2043 | 2044 | 2045 | 2046 | 2047 | 2048 | 2049 | 2050 | 2051 | 2052 | 2053 | 2054 | 2055 | 2056 | 2057 | 2058 | 2059 | 2060 | 2061 | 2062 | 2063 | 2064 | 2065 | 2066 | 2067 | 2068 | 2069 | 2070 | 2071 | 2072 | 2073 | 2074 | 2075 | 2076
| Monetised risk - memo line |  | £m
Note on B10: Ofgem: Enter as year (eg 2027)
Note on C158: Duncan Innes:GT/GD
Note on C161: Duncan Innes: All sectors
Note on C162: Duncan Innes: All sectors
Note on B229: Ofgem: This line records the total monetised risk of the modelled scenario. It acts as a cross-reference between the CBA and NARM BPDTs and should not directly link to any formulas in the CBA analysis above.

## Option_10 Workings (hidden)
Additional cost/benefit explanations
Please provide a short explanation of any additional cost/benefit lines that have been completed in addition to the pre-populated ones. This should include both a description of the nature of the cost/benefit, and an explanation of how the value was calculated, citing appropriate sources (eg for relevant global warming potentials). If an explanation has been provided within the EJP, then simply provide a reference to the relevant page number.
Long term cost/benefit assumptions
Please briefly summarise the assumptions you have used to calculate long-term (ie beyond the duration of the RIIO3 price control) costs and other inputs (eg "Opex assumed to increase at 1%/year based on historic trends"). In most cases we would expect these to be the same across the baseline and different options, but where this is not the case additional tabs can be completed as necessary. If detailed descriptions are required (eg to explain assumptions around whole life costs of assets) these should be included as part of the EJP
Capex
Opex
Leakage
Fatality risk
Non-Fatality risk
Cost cross-referencing
If there is any explanation required on how the cost data set out in the EJP totals to the lines in the CBA, please provide it here.